{"text_format":"1","workbook":"xlsx","n_sheets":3,"sheets":["eplustbl","Résultats","Tables"],"not_rendered":{"charts":0,"images":0,"macros":1,"external_links":0,"defined_names":0,"comments":0,"pivot_tables":0},"unopened":[],"bounds":{"document_bytes":16777216,"sheet_cells":100000,"rows_first":2000,"rows_last":500,"rows_between":2000,"halvings":0,"cell_chars":16384,"cell_head_chars":4096},"cells_cut":0,"cells_raw":0,"read":"whole","date_system":"1900"}

{"sheet":"eplustbl","index":0,"n_rows":4317,"n_cols":25,"rows_kept":4317,"cut":false,"hidden":false,"merged":[]}
["Program Version","EnergyPlus, Version 8.5.0-c87e61b44b, YMD=2017.04.19 08:42"]
["Tabular Output Report in Format: ","Tab"]
[]
["Building:","Building"]
["Environment:","EVRY (01-01:31-12) ** PARIS_ ORLY - FRA IWEC Data WMO#=071490"]
[]
["----------------------------------------------------------------------------------------------------"]
["REPORT:","Annual Building Utility Performance Summary"]
["FOR:","Entire Facility"]
["Values gathered over      8760.00 hours"]
[]
["Site and Source Energy"]
[]
[null,null,"Total Energy [kWh]","Energy Per Total Building Area [kWh/m2]","Energy Per Conditioned Building Area [kWh/m2]"]
[null,"Total Site Energy","101513.30","106.49","113.88"]
[null,"Net Site Energy","101513.30","106.49","113.88"]
[null,"Total Source Energy","353125.23","370.45","396.16"]
[null,"Net Source Energy","353125.23","370.45","396.16"]
[]
[]
["Site to Source Energy Conversion Factors"]
[]
[null,null,"Site=>Source Conversion Factor"]
[null,"Electricity","3.167"]
[null,"Natural Gas","1.084"]
[null,"District Cooling","1.056"]
[null,"District Heating","3.613"]
[null,"Steam","0.250"]
[null,"Gasoline","1.050"]
[null,"Diesel","1.050"]
[null,"Coal","1.050"]
[null,"Fuel Oil #1","1.050"]
[null,"Fuel Oil #2","1.050"]
[null,"Propane","1.050"]
[null,"Other Fuel 1","1.000"]
[null,"Other Fuel 2","1.000"]
[]
[]
["Building Area"]
[]
[null,null,"Area [m2]"]
[null,"Total Building Area","953.24"]
[null,"Net Conditioned Building Area","891.37"]
[null,"Unconditioned Building Area","61.86"]
[]
[]
["End Uses"]
[]
[null,null,"Electricity [kWh]","Natural Gas [kWh]","Additional Fuel [kWh]","District Cooling [kWh]","District Heating [kWh]","Water [m3]"]
[null,"Heating","0.00","0.00","0.00","0.00","70872.13","0.00"]
[null,"Cooling","0.00","0.00","0.00","0.00","0.00","0.00"]
[null,"Interior Lighting","7931.68","0.00","0.00","0.00","0.00","0.00"]
[null,"Exterior Lighting","0.00","0.00","0.00","0.00","0.00","0.00"]
[null,"Interior Equipment","22709.49","0.00","0.00","0.00","0.00","0.00"]
[null,"Exterior Equipment","0.00","0.00","0.00","0.00","0.00","0.00"]
[null,"Fans","0.00","0.00","0.00","0.00","0.00","0.00"]
[null,"Pumps","0.00","0.00","0.00","0.00","0.00","0.00"]
[null,"Heat Rejection","0.00","0.00","0.00","0.00","0.00","0.00"]
[null,"Humidification","0.00","0.00","0.00","0.00","0.00","0.00"]
[null,"Heat Recovery","0.00","0.00","0.00","0.00","0.00","0.00"]
[null,"Water Systems","0.00","0.00","0.00","0.00","0.00","0.00"]
[null,"Refrigeration","0.00","0.00","0.00","0.00","0.00","0.00"]
[null,"Generators","0.00","0.00","0.00","0.00","0.00","0.00"]
[]
[null,"Total End Uses","30641.17","0.00","0.00","0.00","70872.13","0.00"]
["Note: District heat appears to be the principal heating source based on energy usage."]
[]
[]
["End Uses By Subcategory"]
[]
[null,null,"Subcategory","Electricity [kWh]","Natural Gas [kWh]","Additional Fuel [kWh]","District Cooling [kWh]","District Heating [kWh]","Water [m3]"]
[null,"Heating","General","0.00","0.00","0.00","0.00","70872.13","0.00"]
[null,"Cooling","General","0.00","0.00","0.00","0.00","0.00","0.00"]
[null,"Interior Lighting","ELECTRIC EQUIPMENT#0RdC:LCR#GeneralLights","140.93","0.00","0.00","0.00","0.00","0.00"]
[null,null,"ELECTRIC EQUIPMENT#0RdC:Appartements#GeneralLights","1998.80","0.00","0.00","0.00","0.00","0.00"]
[null,null,"ELECTRIC EQUIPMENT#2eEtage:Appartements#GeneralLights","2228.43","0.00","0.00","0.00","0.00","0.00"]
[null,null,"ELECTRIC EQUIPMENT#3eEtage:Appartements#GeneralLights","1107.79","0.00","0.00","0.00","0.00","0.00"]
[null,null,"ELECTRIC EQUIPMENT#1erEtage:Appartements#GeneralLights","2455.72","0.00","0.00","0.00","0.00","0.00"]
[null,"Exterior Lighting","General","0.00","0.00","0.00","0.00","0.00","0.00"]
[null,"Interior Equipment","ELECTRIC EQUIPMENT#0RdC:Appartements#05","5783.57","0.00","0.00","0.00","0.00","0.00"]
[null,null,"ELECTRIC EQUIPMENT#2eEtage:Appartements#05","6545.25","0.00","0.00","0.00","0.00","0.00"]
[null,null,"ELECTRIC EQUIPMENT#3eVeranda:Veranda#05","87.68","0.00","0.00","0.00","0.00","0.00"]
[null,null,"ELECTRIC EQUIPMENT#3eEtage:Appartements#05","3212.44","0.00","0.00","0.00","0.00","0.00"]
[null,null,"ELECTRIC EQUIPMENT#1erEtage:Appartements#05","7080.56","0.00","0.00","0.00","0.00","0.00"]
[null,"Exterior Equipment","General","0.00","0.00","0.00","0.00","0.00","0.00"]
[null,"Fans","Ventilation (simple)","0.00","0.00","0.00","0.00","0.00","0.00"]
[null,"Pumps","General","0.00","0.00","0.00","0.00","0.00","0.00"]
[null,"Heat Rejection","General","0.00","0.00","0.00","0.00","0.00","0.00"]
[null,"Humidification","General","0.00","0.00","0.00","0.00","0.00","0.00"]
[null,"Heat Recovery","General","0.00","0.00","0.00","0.00","0.00","0.00"]
[null,"Water Systems","General","0.00","0.00","0.00","0.00","0.00","0.00"]
[null,"Refrigeration","General","0.00","0.00","0.00","0.00","0.00","0.00"]
[null,"Generators","General","0.00","0.00","0.00","0.00","0.00","0.00"]
[]
[]
["Normalized Metrics"]
["Utility Use Per Conditioned Floor Area"]
[]
[null,null,"Electricity Intensity [kWh/m2]","Natural Gas Intensity [kWh/m2]","Additional Fuel Intensity [kWh/m2]","District Cooling Intensity [kWh/m2]","District Heating Intensity [kWh/m2]","Water Intensity [m3/m2]"]
[null,"Lighting","8.90","0.00","0.00","0.00","0.00","0.00"]
[null,"HVAC","0.00","0.00","0.00","0.00","79.51","0.00"]
[null,"Other","25.48","0.00","0.00","0.00","0.00","0.00"]
[null,"Total","34.38","0.00","0.00","0.00","79.51","0.00"]
[]
[]
["Utility Use Per Total Floor Area"]
[]
[null,null,"Electricity Intensity [kWh/m2]","Natural Gas Intensity [kWh/m2]","Additional Fuel Intensity [kWh/m2]","District Cooling Intensity [kWh/m2]","District Heating Intensity [kWh/m2]","Water Intensity [m3/m2]"]
[null,"Lighting","8.32","0.00","0.00","0.00","0.00","0.00"]
[null,"HVAC","0.00","0.00","0.00","0.00","74.35","0.00"]
[null,"Other","23.82","0.00","0.00","0.00","0.00","0.00"]
[null,"Total","32.14","0.00","0.00","0.00","74.35","0.00"]
[]
[]
["Electric Loads Satisfied"]
[]
[null,null,"Electricity [kWh]","Percent Electricity [%]"]
[null,"Fuel-Fired Power Generation","0.000","0.00"]
[null,"High Temperature Geothermal*","0.000","0.00"]
[null,"Photovoltaic Power","0.000","0.00"]
[null,"Wind Power","0.000","0.00"]
[null,"Power Conversion","0.000","0.00"]
[null,"Net Decrease in On-Site Storage","0.000","0.00"]
[null,"Total On-Site Electric Sources","0.000","0.00"]
[]
[null,"Electricity Coming From Utility","30641.172","100.00"]
[null,"Surplus Electricity Going To Utility","0.000","0.00"]
[null,"Net Electricity From Utility","30641.172","100.00"]
[]
[null,"Total On-Site and Utility Electric Sources","30641.172","100.00"]
[null,"Total Electricity End Uses","30641.172","100.00"]
[]
[]
["On-Site Thermal Sources"]
[]
[null,null,"Heat [kWh]","Percent Heat [%]"]
[null,"Water-Side Heat Recovery","0.00"]
[null,"Air to Air Heat Recovery for Cooling","0.00"]
[null,"Air to Air Heat Recovery for Heating","0.00"]
[null,"High-Temperature Geothermal*","0.00"]
[null,"Solar Water Thermal","0.00"]
[null,"Solar Air Thermal","0.00"]
[null,"Total On-Site Thermal Sources","0.00"]
[]
[]
["Water Source Summary"]
[]
[null,null,"Water [m3]","Percent Water [%]"]
[null,"Rainwater Collection","0.00","-"]
[null,"Condensate Collection","0.00","-"]
[null,"Groundwater Well","0.00","-"]
[null,"Total On Site Water Sources","0.00","-"]
[null,"-","-","-"]
[null,"Initial Storage","0.00","-"]
[null,"Final Storage","0.00","-"]
[null,"Change in Storage","0.00","-"]
[null,"-","-","-"]
[null,"Water Supplied by Utility","0.00","-"]
[null,"-","-","-"]
[null,"Total On Site, Change in Storage, and Utility Water Sources","0.00","-"]
[null,"Total Water End Uses","0.00","-"]
[]
[]
["Setpoint Not Met Criteria"]
[]
[null,null,"Degrees [deltaC]"]
[null,"Tolerance for Zone Heating Setpoint Not Met Time","1.11"]
[null,"Tolerance for Zone Cooling Setpoint Not Met Time","1.11"]
[]
[]
["Comfort and Setpoint Not Met Summary"]
[]
[null,null,"Facility [Hours]"]
[null,"Time Setpoint Not Met During Occupied Heating","14.50"]
[null,"Time Setpoint Not Met During Occupied Cooling","0.00"]
[null,"Time Not Comfortable Based on Simple ASHRAE 55-2004","6174.50"]
[]
[]
["Note 1: An asterisk (*) indicates that the feature is not yet implemented."]
["----------------------------------------------------------------------------------------------------"]
["REPORT:","Envelope Summary"]
["FOR:","Entire Facility"]
["Opaque Exterior"]
[]
[null,null,"Construction","Reflectance","U-Factor with Film [W/m2-K]","U-Factor no Film [W/m2-K]","Gross Area [m2]","Net Area [m2]","Azimuth [deg]","Tilt [deg]","Cardinal Direction"]
[null,"0RDC:LCR_WALL_3_0_0","MUR BRIQUE","0.30","0.385","0.408","13.72","8.69","5.00","90.00","N"]
[null,"0RDC:LCR_WALL_4_0_0","MUR BRIQUE","0.30","0.385","0.408","22.30","8.69","275.00","90.00","W"]
[null,"0RDC:LCR_WALL_5_0_0","MUR BRIQUE","0.30","0.385","0.408","13.72","9.64","185.00","90.00","S"]
[null,"0RDC:LCR_LINEAR BRIDGE","LINEARBRIDGINGCONSTRUCTION","0.99","1.288","1.596","20.30","20.30","5.00","90.00","N"]
[null,"0RDC:ESCALIER_WALL_3_0_0","MUR BRIQUE","0.30","0.385","0.408","5.45","2.87","5.00","90.00","N"]
[null,"0RDC:ESCALIER_LINEAR BRIDGE","LINEARBRIDGINGCONSTRUCTION","0.99","1.288","1.596","2.25","2.25","5.00","90.00","N"]
[null,"0RDC:APPARTEMENTS_WALL_2_0_0","MUR BRIQUE","0.30","0.385","0.408","13.99","11.89","95.00","90.00","E"]
[null,"0RDC:APPARTEMENTS_WALL_3_0_0","MUR BRIQUE","0.30","0.385","0.408","61.24","36.62","5.00","90.00","N"]
[null,"0RDC:APPARTEMENTS_WALL_9_0_0","MUR BRIQUE","0.30","0.385","0.408","33.70","22.88","185.00","90.00","S"]
[null,"0RDC:APPARTEMENTS_WALL_10_0_0","MUR BRIQUE","0.30","0.385","0.408","6.89","6.89","95.00","90.00","E"]
[null,"0RDC:APPARTEMENTS_WALL_11_0_0","MUR BRIQUE","0.30","0.385","0.408","6.29","4.41","185.00","90.00","S"]
[null,"0RDC:APPARTEMENTS_WALL_12_0_0","MUR BRIQUE","0.30","0.385","0.408","1.91","1.91","275.00","90.00","W"]
[null,"0RDC:APPARTEMENTS_WALL_13_0_0","MUR BRIQUE","0.30","0.385","0.408","6.01","4.14","185.00","90.00","S"]
[null,"0RDC:APPARTEMENTS_WALL_14_0_0","MUR BRIQUE","0.30","0.385","0.408","4.61","4.61","275.00","90.00","W"]
[null,"0RDC:APPARTEMENTS_WALL_15_1_0","MUR BRIQUE","0.30","0.385","0.408","11.14","6.91","228.07","90.00","W"]
[null,"0RDC:APPARTEMENTS_LINEAR BRIDGE","LINEARBRIDGINGCONSTRUCTION","0.99","1.288","1.596","64.86","64.86","5.00","90.00","N"]
[null,"0RDC:APPARTEMENTS_ROOF_1_0_0","TOITURE TERRASSE","0.30","0.167","0.171","0.02","0.02","229.67","0.00"]
[null,"0RDC:APPARTEMENTS_ROOF_1_0_1","TOITURE TERRASSE","0.30","0.167","0.171","4.91","4.91","228.07","0.00"]
[null,"0RDC:APPARTEMENTS_ROOF_1_0_2","TOITURE TERRASSE","0.30","0.167","0.171","1.73","1.73","185.00","0.00"]
[null,"0RDC:APPARTEMENTS_ROOF_1_0_3","TOITURE TERRASSE","0.30","0.167","0.171","1.10","1.10","185.00","0.00"]
[null,"0RDC:HALL_WALL_5_0_0","MUR BRIQUE","0.30","0.385","0.408","5.90","0.39","185.00","90.00","S"]
[null,"0RDC:HALL_LINEAR BRIDGE","LINEARBRIDGINGCONSTRUCTION","0.99","1.288","1.596","2.45","2.45","5.00","90.00","N"]
[null,"0RDC:LOCALPOUBELLES_WALL_2_0_0","MUR BRIQUE","0.30","0.385","0.408","10.74","8.65","48.07","90.00","E"]
[null,"0RDC:LOCALPOUBELLES_LINEAR BRIDGE","LINEARBRIDGINGCONSTRUCTION","0.99","1.288","1.596","6.32","6.32","5.00","90.00","N"]
[null,"0RDC:LOCALPOUBELLES_GROUNDFLOOR_0_0_0","PLANCHER BAS SUR TERRAIN","0.40","3.280","7.000","7.45","7.45","48.07","180.00"]
[null,"0RDC:LOCALPOUBELLES_ROOF_1_0_0","TOITURE TERRASSE","0.30","0.167","0.171","7.45","7.45","228.07","0.00"]
[null,"SOUSSOL:GARAGE_WALL_3_0_0","MUR ENTERRé","0.40","4.551","10.000","98.13","98.13","5.00","90.00","N"]
[null,"SOUSSOL:GARAGE_ROOF_1_0_0","TOITURE TERRASSE","0.30","0.168","0.171","4.94","4.94","185.00","0.00"]
[null,"SOUSSOL:GARAGE_ROOF_1_0_1","TOITURE TERRASSE","0.30","0.168","0.171","7.33","7.33","185.00","0.00"]
[null,"2EETAGE:APPARTEMENTS_WALL_5_0_0","MUR ENDUIT","0.30","0.385","0.409","40.05","33.54","5.00","90.00","N"]
[null,"2EETAGE:APPARTEMENTS_WALL_21_0_0","MUR ENDUIT","0.30","0.385","0.409","15.72","13.40","5.00","90.00","N"]
[null,"2EETAGE:APPARTEMENTS_WALL_22_0_0","MUR ENDUIT","0.30","0.385","0.409","23.04","21.48","275.00","90.00","W"]
[null,"2EETAGE:APPARTEMENTS_WALL_23_0_0","MUR ENDUIT","0.30","0.385","0.409","0.55","0.55","185.00","90.00","S"]
[null,"2EETAGE:APPARTEMENTS_WALL_23_0_1","MUR ENDUIT","0.30","0.385","0.409","2.43","2.43","185.00","90.00","S"]
[null,"2EETAGE:APPARTEMENTS_WALL_23_0_2","MUR ENDUIT","0.30","0.385","0.409","2.33","2.33","185.00","90.00","S"]
[null,"2EETAGE:APPARTEMENTS_WALL_23_0_3","MUR ENDUIT","0.30","0.385","0.409","0.78","0.78","185.00","90.00","S"]
[null,"2EETAGE:APPARTEMENTS_WALL_23_0_4","MUR ENDUIT","0.30","0.385","0.409","0.95","0.95","185.00","90.00","S"]
[null,"2EETAGE:APPARTEMENTS_WALL_23_0_5","MUR ENDUIT","0.30","0.385","0.409","0.32","0.32","185.00","90.00","S"]
[null,"2EETAGE:APPARTEMENTS_WALL_23_0_6","MUR ENDUIT","0.30","0.385","0.409","0.21","0.21","185.00","90.00","S"]
[null,"2EETAGE:APPARTEMENTS_WALL_23_0_7","MUR ENDUIT","0.30","0.385","0.409","0.24","0.24","185.00","90.00","S"]
[null,"2EETAGE:APPARTEMENTS_WALL_23_0_8","MUR ENDUIT","0.30","0.385","0.409","0.75","0.75","185.00","90.00","S"]
[null,"2EETAGE:APPARTEMENTS_WALL_23_0_9","MUR ENDUIT","0.30","0.385","0.409","0.75","0.75","185.00","90.00","S"]
[null,"2EETAGE:APPARTEMENTS_WALL_23_0_10","MUR ENDUIT","0.30","0.385","0.409","2.26","0.01","185.00","90.00","S"]
[null,"2EETAGE:APPARTEMENTS_WALL_23_0_11","MUR ENDUIT","0.30","0.385","0.409","1.30","0.01","185.00","90.00","S"]
[null,"2EETAGE:APPARTEMENTS_WALL_24_0_0","MUR ENDUIT","0.30","0.385","0.409","1.35","1.35","275.00","90.00","W"]
[null,"2EETAGE:APPARTEMENTS_WALL_25_0_0","MUR ENDUIT","0.30","0.385","0.409","73.56","53.57","185.31","90.00","S"]
[null,"2EETAGE:APPARTEMENTS_WALL_26_0_0","MUR ENDUIT","0.30","0.385","0.409","25.53","24.33","95.00","90.00","E"]
[null,"2EETAGE:APPARTEMENTS_WALL_27_0_0","MUR ENDUIT","0.30","0.385","0.409","14.73","12.89","5.00","90.00","N"]
[null,"2EETAGE:APPARTEMENTS_LINEAR BRIDGE","LINEARBRIDGINGCONSTRUCTION","0.99","1.288","1.596","105.34","105.34","5.00","90.00","N"]
[null,"2EETAGE:APPARTEMENTS_EXTFLOOR_0_0_0","PLANCHER EXTERNE","0.40","3.432","10.055","2.08","2.08","5.31","180.00"]
[null,"2EETAGE:APPARTEMENTS_EXTFLOOR_0_0_1","PLANCHER EXTERNE","0.40","3.432","10.055","1.90","1.90","5.00","180.00"]
[null,"2EETAGE:APPARTEMENTS_EXTFLOOR_0_0_2","PLANCHER EXTERNE","0.40","3.432","10.055","3.93","3.93","5.31","180.00"]
[null,"2EETAGE:APPARTEMENTS_ROOF_1_2_0","TOITURE TERRASSE","0.30","0.167","0.171","3.54","3.54","185.00","0.00"]
[null,"2EETAGE:APPARTEMENTS_ROOF_1_2_1","TOITURE TERRASSE","0.30","0.167","0.171","7.78","7.78","185.00","0.00"]
[null,"2EETAGE:APPARTEMENTS_ROOF_1_2_2","TOITURE TERRASSE","0.30","0.167","0.171","20.23","20.23","182.58","0.00"]
[null,"2EETAGE:APPARTEMENTS_ROOF_1_2_3","TOITURE TERRASSE","0.30","0.167","0.171","0.66","0.66","185.00","0.00"]
[null,"2EETAGE:APPARTEMENTS_ROOF_1_2_4","TOITURE TERRASSE","0.30","0.167","0.171","4.62","4.62","185.00","0.00"]
[null,"2EETAGE:APPARTEMENTS_ROOF_1_2_5","TOITURE TERRASSE","0.30","0.167","0.171","2.37","2.37","185.00","0.00"]
[null,"2EETAGE:APPARTEMENTS_ROOF_1_2_6","TOITURE TERRASSE","0.30","0.167","0.171","0.04","0.04","185.00","0.00"]
[null,"2EETAGE:APPARTEMENTS_ROOF_1_2_7","TOITURE TERRASSE","0.30","0.167","0.171","0.81","0.81","185.00","0.00"]
[null,"2EETAGE:APPARTEMENTS_ROOF_1_2_8","TOITURE TERRASSE","0.30","0.167","0.171","3.25","3.25","185.00","0.00"]
[null,"2EETAGE:APPARTEMENTS_ROOF_1_2_9","TOITURE TERRASSE","0.30","0.167","0.171","30.33","30.33","185.31","0.00"]
[null,"2EETAGE:APPARTEMENTS_ROOF_1_2_10","TOITURE TERRASSE","0.30","0.167","0.171","44.18","44.18","185.00","0.00"]
[null,"2EETAGE:ESCALIERO_WALL_5_0_0","MUR ENDUIT","0.30","0.385","0.409","14.54","9.04","5.00","90.00","N"]
[null,"2EETAGE:ESCALIERO_LINEAR BRIDGE","LINEARBRIDGINGCONSTRUCTION","0.99","1.288","1.596","5.02","5.02","5.00","90.00","N"]
[null,"2EETAGE:ESCALIERO_EXTFLOOR_0_0_0","PLANCHER EXTERNE","0.40","3.432","10.055","1.76","0.02","5.00","180.00"]
[null,"2EETAGE:ESCALIERE_WALL_15_0_0","MUR ENDUIT","0.30","0.385","0.409","6.46","5.34","5.00","90.00","N"]
[null,"2EETAGE:ESCALIERE_LINEAR BRIDGE","LINEARBRIDGINGCONSTRUCTION","0.99","1.288","1.596","4.16","4.16","5.00","90.00","N"]
[null,"2EETAGE:ESCALIERE_ROOF_1_0_0","TOITURE TERRASSE","0.30","0.167","0.171","2.77","2.77","185.00","0.00"]
[null,"2EETAGE:ESCALIERE_ROOF_1_0_1","TOITURE TERRASSE","0.30","0.167","0.171","0.53","0.53","185.00","0.00"]
[null,"2EETAGE:ESCALIERE_ROOF_1_0_2","TOITURE TERRASSE","0.30","0.167","0.171","2.13","2.13","185.00","0.00"]
[null,"2EETAGE:ESCALIERE_ROOF_1_0_3","TOITURE TERRASSE","0.30","0.167","0.171","1.01","1.01","185.00","0.00"]
[null,"2EETAGE:ESCALIERE_ROOF_1_0_4","TOITURE TERRASSE","0.30","0.167","0.171","9.93","9.93","185.00","0.00"]
[null,"3EVERANDA:VERANDA_WALL_1_0_0","MUR ENDUIT","0.30","0.385","0.409","3.21","0.03","95.00","90.00","E"]
[null,"3EVERANDA:VERANDA_WALL_3_0_0","MUR ENDUIT","0.30","0.385","0.409","3.21","0.03","275.00","90.00","W"]
[null,"3EVERANDA:VERANDA_WALL_4_0_0","MUR ENDUIT","0.30","0.385","0.409","4.84","0.86","185.00","90.00","S"]
[null,"3EVERANDA:VERANDA_LINEAR BRIDGE","LINEARBRIDGINGCONSTRUCTION","0.99","1.288","1.596","9.90","9.90","5.00","90.00","N"]
[null,"3EVERANDA:VERANDA_EXTFLOOR_0_1_0","PLANCHER EXTERNE","0.40","3.432","10.055","1.22","1.22","5.00","180.00"]
[null,"3EVERANDA:VERANDA_ROOF_5_0_0","PROJET DE TOITURE INCLINéE","0.30","0.160","0.164","3.66","0.02","185.00","26.94"]
[null,"3EETAGE:APPARTEMENTS_WALL_4_0_0","MUR ENDUIT","0.30","0.385","0.409","16.84","14.47","275.00","90.00","W"]
[null,"3EETAGE:APPARTEMENTS_WALL_5_0_0","MUR ENDUIT","0.30","0.385","0.409","36.46","21.45","185.00","90.00","S"]
[null,"3EETAGE:APPARTEMENTS_WALL_6_0_0","MUR ENDUIT","0.30","0.385","0.409","20.52","19.32","95.00","90.00","E"]
[null,"3EETAGE:APPARTEMENTS_WALL_7_0_0","MUR ENDUIT","0.30","0.385","0.409","11.84","10.64","5.03","90.00","N"]
[null,"3EETAGE:APPARTEMENTS_LINEAR BRIDGE","LINEARBRIDGINGCONSTRUCTION","0.99","1.288","1.596","68.42","68.42","5.00","90.00","N"]
[null,"3EETAGE:APPARTEMENTS_ROOF_1_0_0","TOITURE TERRASSE","0.30","0.167","0.171","12.76","12.76","185.00","0.00"]
[null,"3EETAGE:APPARTEMENTS_ROOF_1_0_1","TOITURE TERRASSE","0.30","0.167","0.171","67.38","67.38","185.00","0.00"]
[null,"3EETAGE:APPARTEMENTS_ROOF_1_0_2","TOITURE TERRASSE","0.30","0.167","0.171","39.49","39.49","185.00","0.00"]
[null,"3EETAGE:ESCALIER_WALL_3_0_0","MUR ENDUIT","0.30","0.385","0.409","24.17","3.22","5.03","90.00","N"]
[null,"3EETAGE:ESCALIER_WALL_4_0_0","MUR ENDUIT","0.30","0.385","0.409","3.24","1.36","275.00","90.00","W"]
[null,"3EETAGE:ESCALIER_LINEAR BRIDGE","LINEARBRIDGINGCONSTRUCTION","0.99","1.288","1.596","17.14","17.14","5.00","90.00","N"]
[null,"3EETAGE:ESCALIER_ROOF_1_0_0","TOITURE TERRASSE","0.30","0.167","0.171","7.87","7.87","185.00","0.00"]
[null,"3EETAGE:ESCALIER_ROOF_1_0_1","TOITURE TERRASSE","0.30","0.167","0.171","11.21","11.21","185.00","0.00"]
[null,"1ERETAGE:APPARTEMENTS_WALL_3_0_0","MUR ENDUIT","0.30","0.385","0.409","23.20","20.14","95.00","90.00","E"]
[null,"1ERETAGE:APPARTEMENTS_WALL_4_0_0","MUR ENDUIT","0.30","0.385","0.409","61.44","32.59","5.00","90.00","N"]
[null,"1ERETAGE:APPARTEMENTS_WALL_13_0_0","MUR ENDUIT","0.30","0.385","0.409","13.80","11.96","5.00","90.00","N"]
[null,"1ERETAGE:APPARTEMENTS_WALL_14_0_0","MUR ENDUIT","0.30","0.385","0.409","22.42","21.22","275.00","90.00","W"]
[null,"1ERETAGE:APPARTEMENTS_WALL_15_0_0","MUR ENDUIT","0.30","0.385","0.409","56.45","21.58","185.00","90.00","S"]
[null,"1ERETAGE:APPARTEMENTS_WALL_16_0_0","MUR ENDUIT","0.30","0.385","0.409","4.09","4.09","95.00","90.00","E"]
[null,"1ERETAGE:APPARTEMENTS_WALL_17_0_0","MUR BRIQUE","0.30","0.385","0.408","2.46","0.42","185.00","90.00","S"]
[null,"1ERETAGE:APPARTEMENTS_WALL_18_0_0","MUR BRIQUE","0.30","0.385","0.408","7.94","7.94","95.00","90.00","E"]
[null,"1ERETAGE:APPARTEMENTS_WALL_19_0_0","MUR BRIQUE","0.30","0.385","0.408","3.03","3.03","185.00","90.00","S"]
[null,"1ERETAGE:APPARTEMENTS_WALL_20_0_0","MUR BRIQUE","0.30","0.385","0.408","7.94","7.94","275.00","90.00","W"]
[null,"1ERETAGE:APPARTEMENTS_WALL_21_0_0","MUR BRIQUE","0.30","0.385","0.408","2.35","0.41","185.00","90.00","S"]
[null,"1ERETAGE:APPARTEMENTS_WALL_22_0_0","MUR BRIQUE","0.30","0.385","0.408","4.09","4.09","275.00","90.00","W"]
[null,"1ERETAGE:APPARTEMENTS_WALL_23_0_0","MUR BRIQUE","0.30","0.385","0.408","0.86","0.86","185.00","90.00","S"]
[null,"1ERETAGE:APPARTEMENTS_WALL_24_0_0","MUR ENDUIT","0.30","0.385","0.409","4.33","0.02","229.68","90.00","W"]
[null,"1ERETAGE:APPARTEMENTS_WALL_25_0_0","MUR ENDUIT","0.30","0.385","0.409","3.55","1.46","139.68","90.00","S"]
[null,"1ERETAGE:APPARTEMENTS_WALL_26_0_0","MUR BRIQUE","0.30","0.385","0.408","4.89","2.80","229.68","90.00","W"]
[null,"1ERETAGE:APPARTEMENTS_LINEAR BRIDGE","LINEARBRIDGINGCONSTRUCTION","0.99","1.288","1.596","110.64","110.64","5.00","90.00","N"]
[null,"1ERETAGE:APPARTEMENTS_EXTFLOOR_0_4_0","PLANCHER EXTERNE","0.40","3.432","10.055","0.74","0.74","5.00","180.00"]
[null,"1ERETAGE:APPARTEMENTS_EXTFLOOR_0_4_1","PLANCHER EXTERNE","0.40","3.432","10.055","1.05","1.05","5.00","180.00"]
[null,"1ERETAGE:APPARTEMENTS_EXTFLOOR_0_4_2","PLANCHER EXTERNE","0.40","3.432","10.055","0.96","0.96","5.00","180.00"]
[null,"1ERETAGE:APPARTEMENTS_ROOF_1_3_0","TOITURE TERRASSE","0.30","0.167","0.171","0.99","0.99","229.68","0.00"]
[null,"1ERETAGE:APPARTEMENTS_ROOF_1_3_1","TOITURE TERRASSE","0.30","0.167","0.171","1.68","1.68","229.68","0.00"]
[null,"1ERETAGE:APPARTEMENTS_ROOF_1_3_2","TOITURE TERRASSE","0.30","0.167","0.171","2.71","2.71","185.00","0.00"]
[null,"1ERETAGE:RANGEMENT_WALL_2_0_0","MUR ENDUIT","0.30","0.385","0.409","5.51","5.51","49.68","90.00","E"]
[null,"1ERETAGE:RANGEMENT_WALL_4_0_0","MUR ENDUIT","0.30","0.385","0.409","5.76","3.66","229.68","90.00","W"]
[null,"1ERETAGE:RANGEMENT_WALL_6_0_0","MUR ENDUIT","0.30","0.385","0.409","0.29","0.29","47.92","90.00","E"]
[null,"1ERETAGE:RANGEMENT_LINEAR BRIDGE","LINEARBRIDGINGCONSTRUCTION","0.99","1.288","1.596","6.93","6.93","5.00","90.00","N"]
[null,"1ERETAGE:RANGEMENT_ROOF_1_0_0","TOITURE TERRASSE","0.30","0.167","0.171","3.22","3.22","229.68","0.00"]
[null,"1ERETAGE:ESCALIER_WALL_5_0_0","MUR ENDUIT","0.30","0.385","0.409","5.50","1.73","5.00","90.00","N"]
[null,"1ERETAGE:ESCALIER_LINEAR BRIDGE","LINEARBRIDGINGCONSTRUCTION","0.99","1.288","1.596","2.25","2.25","5.00","90.00","N"]
[]
[]
["Exterior Fenestration"]
[]
[null,null,"Construction","Glass Area [m2]","Frame Area [m2]","Divider Area [m2]","Area of One Opening [m2]","Area of Multiplied Openings [m2]","Glass U-Factor [W/m2-K]","Glass SHGC","Glass Visible Transmittance","Frame Conductance [W/m2-K]","Divider Conductance [W/m2-K]","Shade Control","Parent Surface","Azimuth [deg]","Tilt [deg]","Cardinal Direction"]
[null,"0RDC:LCR_WALL_3_0_0_0_0_0_WIN",1001,"3.84","0.87","0.33","5.04","5.04","1.376","0.505","0.715","12.500","12.500","No","0RDC:LCR_WALL_3_0_0","5.00","90.00","N"]
[null,"0RDC:LCR_WALL_4_0_0_0_0_0_WIN",1001,"4.30","0.91","0.33","5.55","5.55","1.376","0.505","0.715","12.500","12.500","No","0RDC:LCR_WALL_4_0_0","275.00","90.00","W"]
[null,"0RDC:LCR_WALL_4_0_0_1_0_1_WIN",1001,"6.37","1.15","0.54","8.06","8.06","1.376","0.505","0.715","12.500","12.500","No","0RDC:LCR_WALL_4_0_0","275.00","90.00","W"]
[null,"0RDC:LCR_WALL_5_0_0_0_0_0_WIN",1002,"0.48","0.32","0.00","0.80","0.80","1.376","0.505","0.715","5.000","0.000","No","0RDC:LCR_WALL_5_0_0","185.00","90.00","S"]
[null,"0RDC:LCR_WALL_5_0_0_1_0_1_WIN",1001,"1.97","0.70","0.62","3.29","3.29","1.376","0.505","0.715","12.500","12.500","No","0RDC:LCR_WALL_5_0_0","185.00","90.00","S"]
[null,"0RDC:ESCALIER_WALL_3_0_0_0_0_0_WIN",1002,"1.09","0.73","0.47","2.29","2.29","1.376","0.505","0.715","5.000","5.000","No","0RDC:ESCALIER_WALL_3_0_0","5.00","90.00","N"]
[null,"0RDC:ESCALIER_WALL_3_0_0_1_0_1_WIN",1002,"0.09","0.20","0.00","0.30","0.30","1.376","0.505","0.715","5.000","0.000","No","0RDC:ESCALIER_WALL_3_0_0","5.00","90.00","N"]
[null,"0RDC:APPARTEMENTS_WALL_2_0_0_0_0_0_WIN",1003,"1.46","0.64","0.00","2.10","2.10","1.376","0.505","0.715","5.000","0.000","Yes","0RDC:APPARTEMENTS_WALL_2_0_0","95.00","90.00","E"]
[null,"0RDC:APPARTEMENTS_WALL_3_0_0_0_0_0_WIN",1003,"0.71","0.49","0.00","1.20","1.20","1.376","0.505","0.715","5.000","0.000","Yes","0RDC:APPARTEMENTS_WALL_3_0_0","5.00","90.00","N"]
[null,"0RDC:APPARTEMENTS_WALL_3_0_0_1_0_1_WIN",1003,"1.23","0.61","0.11","1.95","1.95","1.376","0.505","0.715","5.000","5.000","Yes","0RDC:APPARTEMENTS_WALL_3_0_0","5.00","90.00","N"]
[null,"0RDC:APPARTEMENTS_WALL_3_0_0_2_0_2_WIN",1003,"0.68","0.48","0.00","1.17","1.17","1.376","0.505","0.715","5.000","0.000","Yes","0RDC:APPARTEMENTS_WALL_3_0_0","5.00","90.00","N"]
[null,"0RDC:APPARTEMENTS_WALL_3_0_0_3_0_3_WIN",1003,"1.59","0.66","0.00","2.25","2.25","1.376","0.505","0.715","5.000","0.000","Yes","0RDC:APPARTEMENTS_WALL_3_0_0","5.00","90.00","N"]
[null,"0RDC:APPARTEMENTS_WALL_3_0_0_4_0_4_WIN",1003,"1.23","0.61","0.11","1.95","1.95","1.376","0.505","0.715","5.000","5.000","Yes","0RDC:APPARTEMENTS_WALL_3_0_0","5.00","90.00","N"]
[null,"0RDC:APPARTEMENTS_WALL_3_0_0_5_0_5_WIN",1003,"1.23","0.61","0.11","1.95","1.95","1.376","0.505","0.715","5.000","5.000","Yes","0RDC:APPARTEMENTS_WALL_3_0_0","5.00","90.00","N"]
[null,"0RDC:APPARTEMENTS_WALL_3_0_0_6_0_6_WIN",1003,"0.31","0.33","0.00","0.64","0.64","1.376","0.505","0.715","5.000","0.000","Yes","0RDC:APPARTEMENTS_WALL_3_0_0","5.00","90.00","N"]
[null,"0RDC:APPARTEMENTS_WALL_9_0_0_0_0_0_WIN",1003,"2.58","0.85","0.00","3.43","3.43","1.376","0.505","0.715","5.000","0.000","Yes","0RDC:APPARTEMENTS_WALL_9_0_0","185.00","90.00","S"]
[null,"0RDC:APPARTEMENTS_WALL_9_0_0_1_0_1_WIN",1003,"1.04","0.67","0.00","1.71","1.71","1.376","0.505","0.715","5.000","0.000","Yes","0RDC:APPARTEMENTS_WALL_9_0_0","185.00","90.00","S"]
[null,"0RDC:APPARTEMENTS_WALL_9_0_0_2_0_2_WIN",1003,"0.43","0.37","0.00","0.80","0.80","1.376","0.505","0.715","5.000","0.000","Yes","0RDC:APPARTEMENTS_WALL_9_0_0","185.00","90.00","S"]
[null,"0RDC:APPARTEMENTS_WALL_9_0_0_3_0_3_WIN",1003,"0.43","0.37","0.00","0.80","0.80","1.376","0.505","0.715","5.000","0.000","Yes","0RDC:APPARTEMENTS_WALL_9_0_0","185.00","90.00","S"]
[null,"0RDC:APPARTEMENTS_WALL_9_0_0_4_0_4_WIN",1003,"2.58","0.85","0.00","3.43","3.43","1.376","0.505","0.715","5.000","0.000","Yes","0RDC:APPARTEMENTS_WALL_9_0_0","185.00","90.00","S"]
[null,"0RDC:APPARTEMENTS_WALL_9_0_0_5_0_5_WIN",1003,"0.31","0.33","0.00","0.64","0.64","1.376","0.505","0.715","5.000","0.000","Yes","0RDC:APPARTEMENTS_WALL_9_0_0","185.00","90.00","S"]
[null,"0RDC:APPARTEMENTS_WALL_15_1_0_0_0_0_WIN",1003,"2.58","0.85","0.00","3.43","3.43","1.376","0.505","0.715","5.000","0.000","Yes","0RDC:APPARTEMENTS_WALL_15_1_0","228.07","90.00","W"]
[null,"0RDC:APPARTEMENTS_WALL_15_1_0_1_0_1_WIN",1003,"0.43","0.37","0.00","0.80","0.80","1.376","0.505","0.715","5.000","0.000","Yes","0RDC:APPARTEMENTS_WALL_15_1_0","228.07","90.00","W"]
[null,"0RDC:HALL_WALL_5_0_0_0_0_0_WIN",1002,"1.13","0.60","0.09","1.82","3.63","1.376","0.505","0.715","12.500","12.500","No","0RDC:HALL_WALL_5_0_0","185.00","90.00","S"]
[null,"2EETAGE:APPARTEMENTS_WALL_5_0_0_0_0_0_WIN",1003,"1.47","0.66","0.13","2.26","2.26","1.376","0.505","0.715","5.000","5.000","Yes","2EETAGE:APPARTEMENTS_WALL_5_0_0","5.00","90.00","N"]
[null,"2EETAGE:APPARTEMENTS_WALL_5_0_0_1_0_1_WIN",1003,"0.31","0.33","0.00","0.64","0.64","1.376","0.505","0.715","5.000","0.000","Yes","2EETAGE:APPARTEMENTS_WALL_5_0_0","5.00","90.00","N"]
[null,"2EETAGE:APPARTEMENTS_WALL_5_0_0_2_0_2_WIN",1003,"0.71","0.49","0.00","1.20","1.20","1.376","0.505","0.715","5.000","0.000","Yes","2EETAGE:APPARTEMENTS_WALL_5_0_0","5.00","90.00","N"]
[null,"2EETAGE:APPARTEMENTS_WALL_5_0_0_3_0_3_WIN",1003,"0.65","0.51","0.05","1.21","1.21","1.376","0.505","0.715","5.000","5.000","Yes","2EETAGE:APPARTEMENTS_WALL_5_0_0","5.00","90.00","N"]
[null,"2EETAGE:APPARTEMENTS_WALL_5_0_0_4_0_4_WIN",1003,"0.71","0.49","0.00","1.20","1.20","1.376","0.505","0.715","5.000","0.000","Yes","2EETAGE:APPARTEMENTS_WALL_5_0_0","5.00","90.00","N"]
[null,"2EETAGE:APPARTEMENTS_WALL_21_0_0_0_0_0_WIN",1003,"0.71","0.49","0.00","1.20","1.20","1.376","0.505","0.715","5.000","0.000","Yes","2EETAGE:APPARTEMENTS_WALL_21_0_0","5.00","90.00","N"]
[null,"2EETAGE:APPARTEMENTS_WALL_21_0_0_1_0_1_WIN",1003,"0.59","0.48","0.05","1.12","1.12","1.376","0.505","0.715","5.000","5.000","Yes","2EETAGE:APPARTEMENTS_WALL_21_0_0","5.00","90.00","N"]
[null,"2EETAGE:APPARTEMENTS_WALL_22_0_0_0_0_0_WIN",1003,"0.13","0.23","0.00","0.36","0.36","1.376","0.505","0.715","5.000","0.000","Yes","2EETAGE:APPARTEMENTS_WALL_22_0_0","275.00","90.00","W"]
[null,"2EETAGE:APPARTEMENTS_WALL_22_0_0_1_0_1_WIN",1003,"0.71","0.49","0.00","1.20","1.20","1.376","0.505","0.715","5.000","0.000","Yes","2EETAGE:APPARTEMENTS_WALL_22_0_0","275.00","90.00","W"]
[null,"2EETAGE:APPARTEMENTS_WALL_23_0_10_0_10_0_WIN",1003,"1.34","0.66","0.25","2.25","2.25","1.376","0.505","0.715","5.000","5.000","Yes","2EETAGE:APPARTEMENTS_WALL_23_0_10","185.00","90.00","S"]
[null,"2EETAGE:APPARTEMENTS_WALL_23_0_11_0_11_1_WIN",1003,"0.61","0.68","0.00","1.29","1.29","1.376","0.505","0.715","5.000","0.000","Yes","2EETAGE:APPARTEMENTS_WALL_23_0_11","185.00","90.00","S"]
[null,"2EETAGE:APPARTEMENTS_WALL_25_0_0_0_0_0_WIN",1003,"0.31","0.33","0.00","0.64","0.64","1.376","0.505","0.715","5.000","0.000","Yes","2EETAGE:APPARTEMENTS_WALL_25_0_0","185.31","90.00","S"]
[null,"2EETAGE:APPARTEMENTS_WALL_25_0_0_1_0_1_WIN",1003,"1.46","0.66","0.13","2.25","2.25","1.376","0.505","0.715","5.000","5.000","Yes","2EETAGE:APPARTEMENTS_WALL_25_0_0","185.31","90.00","S"]
[null,"2EETAGE:APPARTEMENTS_WALL_25_0_0_2_0_2_WIN",1003,"1.46","0.66","0.13","2.25","2.25","1.376","0.505","0.715","5.000","5.000","Yes","2EETAGE:APPARTEMENTS_WALL_25_0_0","185.31","90.00","S"]
[null,"2EETAGE:APPARTEMENTS_WALL_25_0_0_3_0_3_WIN",1003,"1.46","0.66","0.13","2.25","2.25","1.376","0.505","0.715","5.000","5.000","Yes","2EETAGE:APPARTEMENTS_WALL_25_0_0","185.31","90.00","S"]
[null,"2EETAGE:APPARTEMENTS_WALL_25_0_0_4_0_4_WIN",1003,"2.38","0.85","0.21","3.43","3.43","1.376","0.505","0.715","5.000","5.000","Yes","2EETAGE:APPARTEMENTS_WALL_25_0_0","185.31","90.00","S"]
[null,"2EETAGE:APPARTEMENTS_WALL_25_0_0_5_0_5_WIN",1003,"2.38","0.85","0.21","3.43","3.43","1.376","0.505","0.715","5.000","5.000","Yes","2EETAGE:APPARTEMENTS_WALL_25_0_0","185.31","90.00","S"]
[null,"2EETAGE:APPARTEMENTS_WALL_25_0_0_6_0_6_WIN",1003,"0.71","0.49","0.00","1.20","1.20","1.376","0.505","0.715","5.000","0.000","Yes","2EETAGE:APPARTEMENTS_WALL_25_0_0","185.31","90.00","S"]
[null,"2EETAGE:APPARTEMENTS_WALL_26_0_0_0_0_0_WIN",1003,"0.71","0.49","0.00","1.20","1.20","1.376","0.505","0.715","5.000","0.000","Yes","2EETAGE:APPARTEMENTS_WALL_26_0_0","95.00","90.00","E"]
[null,"2EETAGE:APPARTEMENTS_WALL_27_0_0_0_0_0_WIN",1003,"0.31","0.33","0.00","0.64","0.64","1.376","0.505","0.715","5.000","0.000","Yes","2EETAGE:APPARTEMENTS_WALL_27_0_0","5.00","90.00","N"]
[null,"2EETAGE:APPARTEMENTS_WALL_27_0_0_1_0_1_WIN",1003,"0.71","0.49","0.00","1.20","1.20","1.376","0.505","0.715","5.000","0.000","Yes","2EETAGE:APPARTEMENTS_WALL_27_0_0","5.00","90.00","N"]
[null,"2EETAGE:ESCALIERO_WALL_5_0_0_0_0_0_WIN",1002,"0.31","0.33","0.00","0.64","0.64","1.376","0.505","0.715","5.000","0.000","No","2EETAGE:ESCALIERO_WALL_5_0_0","5.00","90.00","N"]
[null,"2EETAGE:ESCALIERO_WALL_5_0_0_1_0_1_WIN",1002,"0.84","0.50","0.05","1.39","2.78","1.376","0.505","0.715","12.500","12.500","No","2EETAGE:ESCALIERO_WALL_5_0_0","5.00","90.00","N"]
[null,"2EETAGE:ESCALIERO_WALL_5_0_0_2_0_2_WIN",1002,"1.31","0.70","0.07","2.09","2.09","1.376","0.505","0.715","12.500","12.500","No","2EETAGE:ESCALIERO_WALL_5_0_0","5.00","90.00","N"]
[null,"2EETAGE:ESCALIERO_EXTFLOOR_0_0_0_0_0_0_HOLE",1004,"1.74","0.00","0.00","1.74","1.74","3.124","0.991","0.990",null,null,"No","2EETAGE:ESCALIERO_EXTFLOOR_0_0_0","5.00","180.00"]
[null,"2EETAGE:ESCALIERE_WALL_15_0_0_0_0_0_WIN",1002,"0.59","0.48","0.05","1.12","1.12","1.376","0.505","0.715","5.000","5.000","No","2EETAGE:ESCALIERE_WALL_15_0_0","5.00","90.00","N"]
[null,"3EVERANDA:VERANDA_WALL_1_0_0_0_0_0_WIN",1002,"1.83","0.00","0.00","1.83","1.83","1.376","0.505","0.715",null,null,"No","3EVERANDA:VERANDA_WALL_1_0_0","95.00","90.00","E"]
[null,"3EVERANDA:VERANDA_WALL_1_0_0_1_0_0_WIN",1002,"1.36","0.00","0.00","1.36","1.36","1.376","0.505","0.715",null,null,"No","3EVERANDA:VERANDA_WALL_1_0_0","95.00","90.00","E"]
[null,"3EVERANDA:VERANDA_WALL_3_0_0_0_0_0_WIN",1002,"1.36","0.00","0.00","1.36","1.36","1.376","0.505","0.715",null,null,"No","3EVERANDA:VERANDA_WALL_3_0_0","275.00","90.00","W"]
[null,"3EVERANDA:VERANDA_WALL_3_0_0_1_0_0_WIN",1002,"1.83","0.00","0.00","1.83","1.83","1.376","0.505","0.715",null,null,"No","3EVERANDA:VERANDA_WALL_3_0_0","275.00","90.00","W"]
[null,"3EVERANDA:VERANDA_WALL_4_0_0_0_0_0_WIN",1002,"3.98","0.00","0.00","3.98","3.98","1.376","0.505","0.715",null,null,"No","3EVERANDA:VERANDA_WALL_4_0_0","185.00","90.00","S"]
[null,"3EVERANDA:VERANDA_ROOF_5_0_0_0_0_0_WIN",1002,"2.77","0.74","0.13","3.65","3.65","1.376","0.505","0.715","12.500","12.500","No","3EVERANDA:VERANDA_ROOF_5_0_0","185.00","26.94"]
[null,"3EETAGE:APPARTEMENTS_WALL_4_0_0_0_0_0_WIN",1003,"0.69","0.49","0.00","1.18","1.18","1.376","0.505","0.715","5.000","0.000","Yes","3EETAGE:APPARTEMENTS_WALL_4_0_0","275.00","90.00","W"]
[null,"3EETAGE:APPARTEMENTS_WALL_4_0_0_1_0_1_WIN",1003,"0.69","0.49","0.00","1.18","1.18","1.376","0.505","0.715","5.000","0.000","Yes","3EETAGE:APPARTEMENTS_WALL_4_0_0","275.00","90.00","W"]
[null,"3EETAGE:APPARTEMENTS_WALL_5_0_0_0_0_0_WIN",1003,"1.59","0.66","0.00","2.25","2.25","1.376","0.505","0.715","5.000","0.000","Yes","3EETAGE:APPARTEMENTS_WALL_5_0_0","185.00","90.00","S"]
[null,"3EETAGE:APPARTEMENTS_WALL_5_0_0_1_0_1_WIN",1003,"1.46","0.66","0.13","2.25","2.25","1.376","0.505","0.715","5.000","5.000","Yes","3EETAGE:APPARTEMENTS_WALL_5_0_0","185.00","90.00","S"]
[null,"3EETAGE:APPARTEMENTS_WALL_5_0_0_2_0_2_WIN",1003,"2.38","0.85","0.21","3.43","3.43","1.376","0.505","0.715","5.000","5.000","Yes","3EETAGE:APPARTEMENTS_WALL_5_0_0","185.00","90.00","S"]
[null,"3EETAGE:APPARTEMENTS_WALL_5_0_0_3_0_3_WIN",1003,"2.38","0.85","0.21","3.43","3.43","1.376","0.505","0.715","5.000","5.000","Yes","3EETAGE:APPARTEMENTS_WALL_5_0_0","185.00","90.00","S"]
[null,"3EETAGE:APPARTEMENTS_WALL_6_0_0_0_0_0_WIN",1003,"0.71","0.49","0.00","1.20","1.20","1.376","0.505","0.715","5.000","0.000","Yes","3EETAGE:APPARTEMENTS_WALL_6_0_0","95.00","90.00","E"]
[null,"3EETAGE:APPARTEMENTS_WALL_7_0_0_0_0_0_WIN",1003,"0.71","0.49","0.00","1.20","1.20","1.376","0.505","0.715","5.000","0.000","Yes","3EETAGE:APPARTEMENTS_WALL_7_0_0","5.03","90.00","N"]
[null,"3EETAGE:ESCALIER_WALL_3_0_0_0_0_0_WIN",1002,"16.12","2.46","2.37","20.95","20.95","1.376","0.505","0.715","12.500","12.500","No","3EETAGE:ESCALIER_WALL_3_0_0","5.03","90.00","N"]
[null,"1ERETAGE:APPARTEMENTS_WALL_3_0_0_0_0_0_WIN",1003,"0.26","0.33","0.06","0.64","0.64","1.376","0.505","0.715","5.000","5.000","Yes","1ERETAGE:APPARTEMENTS_WALL_3_0_0","95.00","90.00","E"]
[null,"1ERETAGE:APPARTEMENTS_WALL_3_0_0_1_0_1_WIN",1003,"0.78","0.53","0.12","1.44","1.44","1.376","0.505","0.715","5.000","5.000","Yes","1ERETAGE:APPARTEMENTS_WALL_3_0_0","95.00","90.00","E"]
[null,"1ERETAGE:APPARTEMENTS_WALL_3_0_0_2_0_2_WIN",1003,"0.49","0.42","0.08","0.98","0.98","1.376","0.505","0.715","5.000","5.000","Yes","1ERETAGE:APPARTEMENTS_WALL_3_0_0","95.00","90.00","E"]
[null,"1ERETAGE:APPARTEMENTS_WALL_4_0_0_0_0_0_WIN",1003,"0.31","0.33","0.00","0.64","0.64","1.376","0.505","0.715","5.000","0.000","Yes","1ERETAGE:APPARTEMENTS_WALL_4_0_0","5.00","90.00","N"]
[null,"1ERETAGE:APPARTEMENTS_WALL_4_0_0_1_0_1_WIN",1003,"1.23","0.61","0.11","1.95","1.95","1.376","0.505","0.715","5.000","5.000","Yes","1ERETAGE:APPARTEMENTS_WALL_4_0_0","5.00","90.00","N"]
[null,"1ERETAGE:APPARTEMENTS_WALL_4_0_0_2_0_2_WIN",1003,"0.71","0.49","0.00","1.20","1.20","1.376","0.505","0.715","5.000","0.000","Yes","1ERETAGE:APPARTEMENTS_WALL_4_0_0","5.00","90.00","N"]
[null,"1ERETAGE:APPARTEMENTS_WALL_4_0_0_3_0_3_WIN",1003,"0.71","0.49","0.00","1.20","1.20","1.376","0.505","0.715","5.000","0.000","Yes","1ERETAGE:APPARTEMENTS_WALL_4_0_0","5.00","90.00","N"]
[null,"1ERETAGE:APPARTEMENTS_WALL_4_0_0_4_0_4_WIN",1003,"0.71","0.49","0.00","1.20","1.20","1.376","0.505","0.715","5.000","0.000","Yes","1ERETAGE:APPARTEMENTS_WALL_4_0_0","5.00","90.00","N"]
[null,"1ERETAGE:APPARTEMENTS_WALL_4_0_0_5_0_5_WIN",1003,"0.71","0.49","0.00","1.20","1.20","1.376","0.505","0.715","5.000","0.000","Yes","1ERETAGE:APPARTEMENTS_WALL_4_0_0","5.00","90.00","N"]
[null,"1ERETAGE:APPARTEMENTS_WALL_4_0_0_6_0_6_WIN",1003,"1.23","0.61","0.11","1.95","1.95","1.376","0.505","0.715","5.000","5.000","Yes","1ERETAGE:APPARTEMENTS_WALL_4_0_0","5.00","90.00","N"]
[null,"1ERETAGE:APPARTEMENTS_WALL_4_0_0_7_0_7_WIN",1003,"1.23","0.61","0.11","1.95","1.95","1.376","0.505","0.715","5.000","5.000","Yes","1ERETAGE:APPARTEMENTS_WALL_4_0_0","5.00","90.00","N"]
[null,"1ERETAGE:APPARTEMENTS_WALL_13_0_0_0_0_0_WIN",1003,"0.71","0.49","0.00","1.20","1.20","1.376","0.505","0.715","5.000","0.000","Yes","1ERETAGE:APPARTEMENTS_WALL_13_0_0","5.00","90.00","N"]
[null,"1ERETAGE:APPARTEMENTS_WALL_13_0_0_1_0_1_WIN",1003,"0.31","0.33","0.00","0.64","0.64","1.376","0.505","0.715","5.000","0.000","Yes","1ERETAGE:APPARTEMENTS_WALL_13_0_0","5.00","90.00","N"]
[null,"1ERETAGE:APPARTEMENTS_WALL_14_0_0_0_0_0_WIN",1003,"0.71","0.49","0.00","1.20","1.20","1.376","0.505","0.715","5.000","0.000","Yes","1ERETAGE:APPARTEMENTS_WALL_14_0_0","275.00","90.00","W"]
[null,"1ERETAGE:APPARTEMENTS_WALL_15_0_0_0_0_0_WIN",1003,"0.69","0.49","0.00","1.19","1.19","1.376","0.505","0.715","5.000","0.000","Yes","1ERETAGE:APPARTEMENTS_WALL_15_0_0","185.00","90.00","S"]
[null,"1ERETAGE:APPARTEMENTS_WALL_15_0_0_1_0_1_WIN",1003,"0.69","0.49","0.00","1.19","1.19","1.376","0.505","0.715","5.000","0.000","Yes","1ERETAGE:APPARTEMENTS_WALL_15_0_0","185.00","90.00","S"]
[null,"1ERETAGE:APPARTEMENTS_WALL_15_0_0_2_0_2_WIN",1003,"0.69","0.49","0.00","1.19","1.19","1.376","0.505","0.715","5.000","0.000","Yes","1ERETAGE:APPARTEMENTS_WALL_15_0_0","185.00","90.00","S"]
[null,"1ERETAGE:APPARTEMENTS_WALL_15_0_0_3_0_3_WIN",1003,"0.43","0.38","0.00","0.81","0.81","1.376","0.505","0.715","5.000","0.000","Yes","1ERETAGE:APPARTEMENTS_WALL_15_0_0","185.00","90.00","S"]
[null,"1ERETAGE:APPARTEMENTS_WALL_15_0_0_4_0_4_WIN",1003,"2.38","0.85","0.21","3.43","3.43","1.376","0.505","0.715","5.000","5.000","Yes","1ERETAGE:APPARTEMENTS_WALL_15_0_0","185.00","90.00","S"]
[null,"1ERETAGE:APPARTEMENTS_WALL_15_0_0_5_0_5_WIN",1003,"0.43","0.38","0.00","0.81","0.81","1.376","0.505","0.715","5.000","0.000","Yes","1ERETAGE:APPARTEMENTS_WALL_15_0_0","185.00","90.00","S"]
[null,"1ERETAGE:APPARTEMENTS_WALL_15_0_0_6_0_6_WIN",1003,"0.43","0.38","0.00","0.81","0.81","1.376","0.505","0.715","5.000","0.000","Yes","1ERETAGE:APPARTEMENTS_WALL_15_0_0","185.00","90.00","S"]
[null,"1ERETAGE:APPARTEMENTS_WALL_15_0_0_7_0_7_WIN",1003,"0.31","0.33","0.00","0.64","0.64","1.376","0.505","0.715","5.000","0.000","Yes","1ERETAGE:APPARTEMENTS_WALL_15_0_0","185.00","90.00","S"]
[null,"1ERETAGE:APPARTEMENTS_WALL_15_0_0_8_0_8_WIN",1003,"0.31","0.33","0.00","0.64","0.64","1.376","0.505","0.715","5.000","0.000","Yes","1ERETAGE:APPARTEMENTS_WALL_15_0_0","185.00","90.00","S"]
[null,"1ERETAGE:APPARTEMENTS_WALL_15_0_0_9_0_9_WIN",1003,"0.69","0.49","0.00","1.18","1.18","1.376","0.505","0.715","5.000","0.000","Yes","1ERETAGE:APPARTEMENTS_WALL_15_0_0","185.00","90.00","S"]
[null,"1ERETAGE:APPARTEMENTS_WALL_15_0_0_10_0_10_WIN",1003,"0.69","0.49","0.00","1.18","1.18","1.376","0.505","0.715","5.000","0.000","Yes","1ERETAGE:APPARTEMENTS_WALL_15_0_0","185.00","90.00","S"]
[null,"1ERETAGE:APPARTEMENTS_WALL_15_0_0_11_0_11_WIN",1003,"2.38","0.85","0.21","3.43","3.43","1.376","0.505","0.715","5.000","5.000","Yes","1ERETAGE:APPARTEMENTS_WALL_15_0_0","185.00","90.00","S"]
[null,"1ERETAGE:APPARTEMENTS_WALL_24_0_0_0_0_0_WIN",1003,"3.13","0.96","0.23","4.31","4.31","1.376","0.505","0.715","5.000","5.000","Yes","1ERETAGE:APPARTEMENTS_WALL_24_0_0","229.68","90.00","W"]
[null,"1ERETAGE:APPARTEMENTS_WALL_25_0_0_0_0_0_WIN",1003,"1.40","0.68","0.00","2.09","2.09","1.376","0.505","0.715","5.000","0.000","Yes","1ERETAGE:APPARTEMENTS_WALL_25_0_0","139.68","90.00","S"]
[null,"1ERETAGE:APPARTEMENTS_WALL_26_0_0_0_0_0_WIN",1003,"1.40","0.68","0.00","2.09","2.09","1.376","0.505","0.715","5.000","0.000","Yes","1ERETAGE:APPARTEMENTS_WALL_26_0_0","229.68","90.00","W"]
[null,"1ERETAGE:ESCALIER_WALL_5_0_0_0_0_0_WIN",1002,"2.53","0.76","0.47","3.76","3.76","1.376","0.505","0.715","12.500","12.500","No","1ERETAGE:ESCALIER_WALL_5_0_0","5.00","90.00","N"]
[null,"Total or Average",null,null,null,null,null,"195.22","1.391","0.509","0.717"]
[null,"North Total or Average",null,null,null,null,null,"75.05","1.376","0.505","0.715"]
[null,"Non-North Total or Average",null,null,null,null,null,"120.17","1.401","0.512","0.719"]
[]
[]
["Interior Fenestration"]
[]
[null,null,"Construction","Area of One Opening [m2]","Area of Openings [m2]","Glass U-Factor [W/m2-K]","Glass SHGC","Glass Visible Transmittance","Parent Surface"]
[null,"2EETAGE:APPARTEMENTS_PARTITION_23_1_0_0_0_2_WIN",1002,"5.54","5.54","1.376","0.505","0.715","2EETAGE:APPARTEMENTS_PARTITION_23_1_0"]
[null,"3EVERANDA:VERANDA_PARTITION_2_0_0_0_0_0_WIN_10090",1002,"5.54","5.54","1.376","0.505","0.715","3EVERANDA:VERANDA_PARTITION_2_0_10088"]
[null,"Total or Average",null,null,"11.08","1.376","0.505","0.715"]
[]
[]
["Exterior Door"]
[]
[null,null,"Construction","U-Factor with Film [W/m2-K]","U-Factor no Film [W/m2-K]","Gross Area [m2]","Parent Surface"]
[null,"0RDC:APPARTEMENTS_WALL_3_0_0_7_0_7_SUBSURFACE","MUR ENDUIT","0.385","0.409","2.28","0RDC:APPARTEMENTS_WALL_3_0_0"]
[null,"0RDC:APPARTEMENTS_WALL_3_0_0_8_0_7_SUBSURFACE","MUR ENDUIT","0.385","0.409","2.56","0RDC:APPARTEMENTS_WALL_3_0_0"]
[null,"0RDC:APPARTEMENTS_WALL_3_0_0_9_0_7_SUBSURFACE","MUR ENDUIT","0.385","0.409","1.37","0RDC:APPARTEMENTS_WALL_3_0_0"]
[null,"0RDC:APPARTEMENTS_WALL_3_0_0_10_0_7_SUBSURFACE","MUR ENDUIT","0.385","0.409","3.07","0RDC:APPARTEMENTS_WALL_3_0_0"]
[null,"0RDC:APPARTEMENTS_WALL_3_0_0_11_0_8_SUBSURFACE","MUR ENDUIT","0.385","0.409","0.68","0RDC:APPARTEMENTS_WALL_3_0_0"]
[null,"0RDC:APPARTEMENTS_WALL_3_0_0_12_0_8_SUBSURFACE","MUR ENDUIT","0.385","0.409","2.26","0RDC:APPARTEMENTS_WALL_3_0_0"]
[null,"0RDC:APPARTEMENTS_WALL_3_0_0_13_0_8_SUBSURFACE","MUR ENDUIT","0.385","0.409","1.29","0RDC:APPARTEMENTS_WALL_3_0_0"]
[null,"0RDC:APPARTEMENTS_WALL_11_0_0_0_0_0_DOOR","PORTE EXTERNE MéTAL","5.319","26.110","1.88","0RDC:APPARTEMENTS_WALL_11_0_0"]
[null,"0RDC:APPARTEMENTS_WALL_13_0_0_0_0_0_DOOR","PORTE EXTERNE MéTAL","5.319","26.110","1.87","0RDC:APPARTEMENTS_WALL_13_0_0"]
[null,"0RDC:HALL_WALL_5_0_0_2_0_2_SUBSURFACE","MENUISERIE MéTAL","4.354","12.500","1.88","0RDC:HALL_WALL_5_0_0"]
[null,"0RDC:LOCALPOUBELLES_WALL_2_0_0_0_0_0_DOOR","PORTE EXTERNE BOIS","2.995","5.429","2.09","0RDC:LOCALPOUBELLES_WALL_2_0_0"]
[null,"2EETAGE:APPARTEMENTS_WALL_25_0_0_7_0_7_SUBSURFACE","MUR BRIQUE","0.385","0.408","4.53","2EETAGE:APPARTEMENTS_WALL_25_0_0"]
[null,"3EETAGE:APPARTEMENTS_WALL_5_0_0_4_0_4_SUBSURFACE","MUR BRIQUE","0.385","0.408","3.64","3EETAGE:APPARTEMENTS_WALL_5_0_0"]
[null,"3EETAGE:ESCALIER_WALL_4_0_0_0_0_0_DOOR","PORTE EXTERNE BOIS","2.995","5.429","1.88","3EETAGE:ESCALIER_WALL_4_0_0"]
[null,"1ERETAGE:APPARTEMENTS_WALL_4_0_0_8_0_8_SUBSURFACE","MUR BRIQUE","0.385","0.408","6.23","1ERETAGE:APPARTEMENTS_WALL_4_0_0"]
[null,"1ERETAGE:APPARTEMENTS_WALL_4_0_0_9_0_8_SUBSURFACE","MUR BRIQUE","0.385","0.408","2.27","1ERETAGE:APPARTEMENTS_WALL_4_0_0"]
[null,"1ERETAGE:APPARTEMENTS_WALL_4_0_0_10_0_8_SUBSURFACE","MUR BRIQUE","0.385","0.408","4.37","1ERETAGE:APPARTEMENTS_WALL_4_0_0"]
[null,"1ERETAGE:APPARTEMENTS_WALL_4_0_0_11_0_9_SUBSURFACE","MUR BRIQUE","0.385","0.408","0.95","1ERETAGE:APPARTEMENTS_WALL_4_0_0"]
[null,"1ERETAGE:APPARTEMENTS_WALL_4_0_0_12_0_9_SUBSURFACE","MUR BRIQUE","0.385","0.408","3.74","1ERETAGE:APPARTEMENTS_WALL_4_0_0"]
[null,"1ERETAGE:APPARTEMENTS_WALL_15_0_0_12_0_12_SUBSURFACE","MUR BRIQUE","0.385","0.408","2.19","1ERETAGE:APPARTEMENTS_WALL_15_0_0"]
[null,"1ERETAGE:APPARTEMENTS_WALL_15_0_0_13_0_12_SUBSURFACE","MUR BRIQUE","0.385","0.408","1.87","1ERETAGE:APPARTEMENTS_WALL_15_0_0"]
[null,"1ERETAGE:APPARTEMENTS_WALL_15_0_0_14_0_12_SUBSURFACE","MUR BRIQUE","0.385","0.408","5.59","1ERETAGE:APPARTEMENTS_WALL_15_0_0"]
[null,"1ERETAGE:APPARTEMENTS_WALL_15_0_0_15_0_12_SUBSURFACE","MUR BRIQUE","0.385","0.408","4.52","1ERETAGE:APPARTEMENTS_WALL_15_0_0"]
[null,"1ERETAGE:APPARTEMENTS_WALL_15_0_0_16_0_13_SUBSURFACE","MUR BRIQUE","0.385","0.408","0.32","1ERETAGE:APPARTEMENTS_WALL_15_0_0"]
[null,"1ERETAGE:APPARTEMENTS_WALL_15_0_0_17_0_13_SUBSURFACE","MUR BRIQUE","0.385","0.408","1.51","1ERETAGE:APPARTEMENTS_WALL_15_0_0"]
[null,"1ERETAGE:APPARTEMENTS_WALL_15_0_0_18_0_13_SUBSURFACE","MUR BRIQUE","0.385","0.408","1.00","1ERETAGE:APPARTEMENTS_WALL_15_0_0"]
[null,"1ERETAGE:APPARTEMENTS_WALL_15_0_0_19_0_14_SUBSURFACE","MUR BRIQUE","0.385","0.408","1.36","1ERETAGE:APPARTEMENTS_WALL_15_0_0"]
[null,"1ERETAGE:APPARTEMENTS_WALL_17_0_0_0_0_0_DOOR","PORTE EXTERNE BOIS","2.995","5.429","2.05","1ERETAGE:APPARTEMENTS_WALL_17_0_0"]
[null,"1ERETAGE:APPARTEMENTS_WALL_21_0_0_0_0_0_DOOR","PORTE EXTERNE BOIS","2.995","5.429","1.94","1ERETAGE:APPARTEMENTS_WALL_21_0_0"]
[null,"1ERETAGE:RANGEMENT_WALL_4_0_0_0_0_0_DOOR","PORTE EXTERNE MéTAL","5.319","26.110","2.10","1ERETAGE:RANGEMENT_WALL_4_0_0"]
[]
[]
["----------------------------------------------------------------------------------------------------"]
["REPORT:","HVAC Sizing Summary"]
["FOR:","Entire Facility"]
["Zone Sensible Cooling"]
[]
[null,null,"Calculated Design Load [W]","User Design Load [W]","User Design Load per Area [W/m2]","Calculated Design Air Flow [m3/s]","User Design Air Flow [m3/s]","Design Day Name","Date/Time Of Peak {TIMESTAMP}","Thermostat Setpoint Temperature at Peak Load [C]","Indoor Temperature at Peak Load [C]","Indoor Humidity Ratio at Peak Load [kgWater/kgAir]","Outdoor Temperature at Peak Load [C]","Outdoor Humidity Ratio at Peak Load [kgWater/kgAir]","Minimum Outdoor Air Flow Rate [m3/s]","Heat Gain Rate from DOAS [W]"]
[null,"0RDC:LCR","0.00","0.00","0.00","0.000","0.078","SUMMER DESIGN DAY IN EVRY (01-01:31-12) JUIL",null,"33.31","0.00","0.00000","31.00","0.01043","0.078","0.00"]
[null,"0RDC:APPARTEMENTS","0.00","0.00","0.00","0.000","0.145","SUMMER DESIGN DAY IN EVRY (01-01:31-12) JUIL",null,"34.79","0.00","0.00000","31.00","0.01043","0.145","0.00"]
[null,"2EETAGE:APPARTEMENTS","0.00","0.00","0.00","0.000","0.164","SUMMER DESIGN DAY IN EVRY (01-01:31-12) JUIL",null,"36.55","0.00","0.00000","31.00","0.01043","0.164","0.00"]
[null,"3EETAGE:APPARTEMENTS","0.00","0.00","0.00","0.000","0.081","SUMMER DESIGN DAY IN EVRY (01-01:31-12) JUIL",null,"36.67","0.00","0.00000","31.00","0.01043","0.081","0.00"]
[null,"1ERETAGE:APPARTEMENTS","0.00","0.00","0.00","0.000","0.177","SUMMER DESIGN DAY IN EVRY (01-01:31-12) JUIL",null,"36.21","0.00","0.00000","31.00","0.01043","0.177","0.00"]
["The Design Load is the zone sensible load only. It does not include any system effects or ventilation loads."]
[]
[]
["Zone Sensible Heating"]
[]
[null,null,"Calculated Design Load [W]","User Design Load [W]","User Design Load per Area [W/m2]","Calculated Design Air Flow [m3/s]","User Design Air Flow [m3/s]","Design Day Name","Date/Time Of Peak {TIMESTAMP}","Thermostat Setpoint Temperature at Peak Load [C]","Indoor Temperature at Peak Load [C]","Indoor Humidity Ratio at Peak Load [kgWater/kgAir]","Outdoor Temperature at Peak Load [C]","Outdoor Humidity Ratio at Peak Load [kgWater/kgAir]","Minimum Outdoor Air Flow Rate [m3/s]","Heat Gain Rate from DOAS [W]"]
[null,"0RDC:LCR","0.00","0.00","0.00","0.000","0.078","WINTER DESIGN DAY IN EVRY (01-01:31-12)",null,"0.00","0.00","0.00000","-7.00","0.00211","0.078","0.00"]
[null,"0RDC:APPARTEMENTS","0.00","0.00","0.00","0.000","0.145","WINTER DESIGN DAY IN EVRY (01-01:31-12)",null,"0.00","0.00","0.00000","-7.00","0.00211","0.145","0.00"]
[null,"2EETAGE:APPARTEMENTS","0.00","0.00","0.00","0.000","0.164","WINTER DESIGN DAY IN EVRY (01-01:31-12)",null,"0.00","0.00","0.00000","-7.00","0.00211","0.164","0.00"]
[null,"3EETAGE:APPARTEMENTS","0.00","0.00","0.00","0.000","0.081","WINTER DESIGN DAY IN EVRY (01-01:31-12)",null,"0.00","0.00","0.00000","-7.00","0.00211","0.081","0.00"]
[null,"1ERETAGE:APPARTEMENTS","0.00","0.00","0.00","0.000","0.177","WINTER DESIGN DAY IN EVRY (01-01:31-12)",null,"0.00","0.00","0.00000","-7.00","0.00211","0.177","0.00"]
["The Design Load is the zone sensible load only. It does not include any system effects or ventilation loads."]
[]
[]
["System Design Air Flow Rates"]
[]
[null,null,"Calculated cooling [m3/s]","User cooling [m3/s]","Calculated heating [m3/s]","User heating [m3/s]"]
[null,"None"]
[]
[]
["Plant Loop Coincident Design Fluid Flow Rate Adjustments"]
[]
[null,null,"Previous Design Volume Flow Rate [m3/s]","Algorithm Volume Flow Rate [m3/s]","Coincident Design Volume Flow Rate [m3/s]","Coincident Size Adjusted","Peak Sizing Period Name","Peak Day into Period {TIMESTAMP}[day]","Peak Hour Of Day {TIMESTAMP}[hr]","Peak Step Start Minute {TIMESTAMP}[min]"]
[null,"None"]
[]
[]
["----------------------------------------------------------------------------------------------------"]
["REPORT:","Outdoor Air Summary"]
["FOR:","Entire Facility"]
["Average Outdoor Air During Occupied Hours"]
[]
[null,null,"Average Number of Occupants","Nominal Number of Occupants","Zone Volume [m3]","Mechanical Ventilation [ach]","Infiltration [ach]","AFN Infiltration [ach]","Simple Ventilation [ach]"]
[null,"0RDC:LCR","9.79","9.79","122.42","2.334","0.176","0.000","0.428"]
[null,"0RDC:APPARTEMENTS","6.66","7.54","536.61","0.978","0.124","0.000","0.104"]
[null,"2EETAGE:APPARTEMENTS","7.53","8.53","697.72","0.851","0.207","0.000","0.149"]
[null,"3EETAGE:APPARTEMENTS","3.70","4.19","275.14","1.059","0.324","0.000","0.166"]
[null,"1ERETAGE:APPARTEMENTS","8.15","9.23","662.60","0.970","0.151","0.000","0.143"]
["Values shown for a single zone without multipliers"]
[]
[]
["Minimum Outdoor Air During Occupied Hours"]
[]
[null,null,"Average Number of Occupants","Nominal Number of Occupants","Zone Volume [m3]","Mechanical Ventilation [ach]","Infiltration [ach]","AFN Infiltration [ach]","Simple Ventilation [ach]"]
[null,"0RDC:LCR","9.79","9.79","122.42","2.244","0.006","0.000","0.000"]
[null,"0RDC:APPARTEMENTS","6.66","7.54","536.61","0.934","0.004","0.000","0.000"]
[null,"2EETAGE:APPARTEMENTS","7.53","8.53","697.72","0.812","0.006","0.000","0.000"]
[null,"3EETAGE:APPARTEMENTS","3.70","4.19","275.14","1.011","0.009","0.000","0.000"]
[null,"1ERETAGE:APPARTEMENTS","8.15","9.23","662.60","0.925","0.004","0.000","0.000"]
["Values shown for a single zone without multipliers"]
[]
[]
["----------------------------------------------------------------------------------------------------"]
["REPORT:","Component Sizing Summary"]
["FOR:","Entire Facility"]
["ZoneHVAC:IdealLoadsAirSystem"]
[]
[null,null,"Design Size Maximum Heating Air Flow Rate [m3/s]","Design Size Maximum Sensible Heating Capacity [W]","User-Specified Maximum Cooling Air Flow Rate [m3/s]"]
[null,"0RDC:LCR IDEAL LOADS AIR","0.078351","8203.88","0.000000"]
[null,"0RDC:APPARTEMENTS IDEAL LOADS AIR","0.144945","15176.73","0.000000"]
[null,"2EETAGE:APPARTEMENTS IDEAL LOADS AIR","0.164034","17175.46","0.000000"]
[null,"3EETAGE:APPARTEMENTS IDEAL LOADS AIR","0.080509","8429.80","0.000000"]
[null,"1ERETAGE:APPARTEMENTS IDEAL LOADS AIR","0.177450","18580.18","0.000000"]
["User-Specified values were used. Design Size values were used if no User-Specified values were provided."]
[]
[]
["----------------------------------------------------------------------------------------------------"]
["REPORT:","Adaptive Comfort Summary"]
["FOR:","Entire Facility"]
["Time Not Meeting the Adaptive Comfort Models during Occupied Hours"]
[]
[null,null,"ASHRAE55 90% Acceptability Limits [Hours]","ASHRAE55 80% Acceptability Limits  [Hours]","CEN15251 Category I Acceptability Limits [Hours]","CEN15251 Category II Acceptability Limits [Hours]","CEN15251 Category III Acceptability Limits [Hours]"]
[]
[]
["----------------------------------------------------------------------------------------------------"]
["REPORT:","ZoneHeatingSummaryMonthly"]
["FOR:","0RDC:LCR"]
["Custom Monthly Report"]
[]
[null,null,"ZONE AIR SYSTEM SENSIBLE HEATING ENERGY [kWh]","ZONE AIR SYSTEM SENSIBLE HEATING RATE {Maximum}[W]","ZONE AIR SYSTEM SENSIBLE HEATING RATE {TIMESTAMP}","SITE OUTDOOR AIR DRYBULB TEMPERATURE {AT MAX/MIN} [C]"]
[null,"January","518.92","5931.36","09-JAN-06:04","7.95"]
[null,"February","383.80","5955.56","05-FEB-06:04","9.90"]
[null,"March","273.56","6143.10","18-MAR-06:02","11.00"]
[null,"April","127.94","6340.95","19-APR-05:03","11.00"]
[null,"May","15.39","6035.53","04-MAY-05:03","6.00"]
[null,"June","0.89","2914.82","07-JUN-05:04","8.50"]
[null,"July","1.36","205.57","02-JUL-12:38","29.40"]
[null,"August","1.06","151.42","15-AUG-14:45","30.00"]
[null,"September","2.79","5519.59","18-SEP-05:03","7.05"]
[null,"October","102.98","6313.27","24-OCT-05:03","10.40"]
[null,"November","327.19","6381.61","02-NOV-06:03","11.00"]
[null,"December","474.86","6033.46","02-DEC-06:04","8.95"]
[]
[null,"Annual Sum or Average","2230.73"]
[null,"Minimum of Months","0.89","151.42",null,"6.00"]
[null,"Maximum of Months","518.92","6381.61",null,"30.00"]
[]
[]
["----------------------------------------------------------------------------------------------------"]
["REPORT:","ZoneHeatingSummaryMonthly"]
["FOR:","0RDC:ESCALIER"]
["Custom Monthly Report"]
[]
[null,null,"ZONE AIR SYSTEM SENSIBLE HEATING ENERGY [kWh]","ZONE AIR SYSTEM SENSIBLE HEATING RATE {Maximum}[W]","ZONE AIR SYSTEM SENSIBLE HEATING RATE {TIMESTAMP}","SITE OUTDOOR AIR DRYBULB TEMPERATURE {AT MAX/MIN} [C]"]
[null,"January","0.00","0.00","01-JAN-00:10","4.65"]
[null,"February","0.00","0.00","01-FEB-00:15","2.40"]
[null,"March","0.00","0.00","01-MAR-00:15","4.10"]
[null,"April","0.00","0.00","01-APR-00:15","4.40"]
[null,"May","0.00","0.00","01-MAY-00:30","9.20"]
[null,"June","0.00","0.00","01-JUN-00:15","12.60"]
[null,"July","0.00","0.00","01-JUL-00:15","17.05"]
[null,"August","0.00","0.00","01-AUG-00:15","16.10"]
[null,"September","0.00","0.00","01-SEP-00:30","16.95"]
[null,"October","0.00","0.00","01-OCT-00:15","13.00"]
[null,"November","0.00","0.00","01-NOV-00:15","11.35"]
[null,"December","0.00","0.00","01-DEC-00:30","5.50"]
[]
[null,"Annual Sum or Average","0.00"]
[null,"Minimum of Months","0.00","0.00",null,"2.40"]
[null,"Maximum of Months","0.00","0.00",null,"17.05"]
[]
[]
["----------------------------------------------------------------------------------------------------"]
["REPORT:","ZoneHeatingSummaryMonthly"]
["FOR:","0RDC:APPARTEMENTS"]
["Custom Monthly Report"]
[]
[null,null,"ZONE AIR SYSTEM SENSIBLE HEATING ENERGY [kWh]","ZONE AIR SYSTEM SENSIBLE HEATING RATE {Maximum}[W]","ZONE AIR SYSTEM SENSIBLE HEATING RATE {TIMESTAMP}","SITE OUTDOOR AIR DRYBULB TEMPERATURE {AT MAX/MIN} [C]"]
[null,"January","1412.37","12036.88","10-JAN-06:06","8.80"]
[null,"February","1155.05","12132.16","05-FEB-06:06","9.90"]
[null,"March","802.38","12258.79","18-MAR-06:04","11.00"]
[null,"April","360.91","12051.85","18-APR-05:04","11.00"]
[null,"May","42.77","12145.35","09-MAY-05:03","10.00"]
[null,"June","4.19","7330.89","07-JUN-05:04","8.50"]
[null,"July","13.25","661.20","02-JUL-13:40","30.00"]
[null,"August","12.41","581.32","05-AUG-15:45","30.00"]
[null,"September","1.79","11672.76","18-SEP-05:03","7.05"]
[null,"October","129.44","12491.44","30-OCT-05:03","14.10"]
[null,"November","765.52","12370.09","02-NOV-06:03","11.00"]
[null,"December","1198.50","11620.35","03-DEC-06:06","6.70"]
[]
[null,"Annual Sum or Average","5898.59"]
[null,"Minimum of Months","1.79","581.32",null,"6.70"]
[null,"Maximum of Months","1412.37","12491.44",null,"30.00"]
[]
[]
["----------------------------------------------------------------------------------------------------"]
["REPORT:","ZoneHeatingSummaryMonthly"]
["FOR:","0RDC:HALL"]
["Custom Monthly Report"]
[]
[null,null,"ZONE AIR SYSTEM SENSIBLE HEATING ENERGY [kWh]","ZONE AIR SYSTEM SENSIBLE HEATING RATE {Maximum}[W]","ZONE AIR SYSTEM SENSIBLE HEATING RATE {TIMESTAMP}","SITE OUTDOOR AIR DRYBULB TEMPERATURE {AT MAX/MIN} [C]"]
[null,"January","0.00","0.00","01-JAN-00:10","4.65"]
[null,"February","0.00","0.00","01-FEB-00:15","2.40"]
[null,"March","0.00","0.00","01-MAR-00:15","4.10"]
[null,"April","0.00","0.00","01-APR-00:15","4.40"]
[null,"May","0.00","0.00","01-MAY-00:30","9.20"]
[null,"June","0.00","0.00","01-JUN-00:15","12.60"]
[null,"July","0.00","0.00","01-JUL-00:15","17.05"]
[null,"August","0.00","0.00","01-AUG-00:15","16.10"]
[null,"September","0.00","0.00","01-SEP-00:30","16.95"]
[null,"October","0.00","0.00","01-OCT-00:15","13.00"]
[null,"November","0.00","0.00","01-NOV-00:15","11.35"]
[null,"December","0.00","0.00","01-DEC-00:30","5.50"]
[]
[null,"Annual Sum or Average","0.00"]
[null,"Minimum of Months","0.00","0.00",null,"2.40"]
[null,"Maximum of Months","0.00","0.00",null,"17.05"]
[]
[]
["----------------------------------------------------------------------------------------------------"]
["REPORT:","ZoneHeatingSummaryMonthly"]
["FOR:","0RDC:LOCALPOUBELLES"]
["Custom Monthly Report"]
[]
[null,null,"ZONE AIR SYSTEM SENSIBLE HEATING ENERGY [kWh]","ZONE AIR SYSTEM SENSIBLE HEATING RATE {Maximum}[W]","ZONE AIR SYSTEM SENSIBLE HEATING RATE {TIMESTAMP}","SITE OUTDOOR AIR DRYBULB TEMPERATURE {AT MAX/MIN} [C]"]
[null,"January","0.00","0.00","01-JAN-00:10","4.65"]
[null,"February","0.00","0.00","01-FEB-00:15","2.40"]
[null,"March","0.00","0.00","01-MAR-00:15","4.10"]
[null,"April","0.00","0.00","01-APR-00:15","4.40"]
[null,"May","0.00","0.00","01-MAY-00:30","9.20"]
[null,"June","0.00","0.00","01-JUN-00:15","12.60"]
[null,"July","0.00","0.00","01-JUL-00:15","17.05"]
[null,"August","0.00","0.00","01-AUG-00:15","16.10"]
[null,"September","0.00","0.00","01-SEP-00:30","16.95"]
[null,"October","0.00","0.00","01-OCT-00:15","13.00"]
[null,"November","0.00","0.00","01-NOV-00:15","11.35"]
[null,"December","0.00","0.00","01-DEC-00:30","5.50"]
[]
[null,"Annual Sum or Average","0.00"]
[null,"Minimum of Months","0.00","0.00",null,"2.40"]
[null,"Maximum of Months","0.00","0.00",null,"17.05"]
[]
[]
["----------------------------------------------------------------------------------------------------"]
["REPORT:","ZoneHeatingSummaryMonthly"]
["FOR:","SOUSSOL:GARAGE"]
["Custom Monthly Report"]
[]
[null,null,"ZONE AIR SYSTEM SENSIBLE HEATING ENERGY [kWh]","ZONE AIR SYSTEM SENSIBLE HEATING RATE {Maximum}[W]","ZONE AIR SYSTEM SENSIBLE HEATING RATE {TIMESTAMP}","SITE OUTDOOR AIR DRYBULB TEMPERATURE {AT MAX/MIN} [C]"]
[null,"January","0.00","0.00","01-JAN-00:10","4.65"]
[null,"February","0.00","0.00","01-FEB-00:15","2.40"]
[null,"March","0.00","0.00","01-MAR-00:15","4.10"]
[null,"April","0.00","0.00","01-APR-00:15","4.40"]
[null,"May","0.00","0.00","01-MAY-00:30","9.20"]
[null,"June","0.00","0.00","01-JUN-00:15","12.60"]
[null,"July","0.00","0.00","01-JUL-00:15","17.05"]
[null,"August","0.00","0.00","01-AUG-00:15","16.10"]
[null,"September","0.00","0.00","01-SEP-00:30","16.95"]
[null,"October","0.00","0.00","01-OCT-00:15","13.00"]
[null,"November","0.00","0.00","01-NOV-00:15","11.35"]
[null,"December","0.00","0.00","01-DEC-00:30","5.50"]
[]
[null,"Annual Sum or Average","0.00"]
[null,"Minimum of Months","0.00","0.00",null,"2.40"]
[null,"Maximum of Months","0.00","0.00",null,"17.05"]
[]
[]
["----------------------------------------------------------------------------------------------------"]
["REPORT:","ZoneHeatingSummaryMonthly"]
["FOR:","2EETAGE:APPARTEMENTS"]
["Custom Monthly Report"]
[]
[null,null,"ZONE AIR SYSTEM SENSIBLE HEATING ENERGY [kWh]","ZONE AIR SYSTEM SENSIBLE HEATING RATE {Maximum}[W]","ZONE AIR SYSTEM SENSIBLE HEATING RATE {TIMESTAMP}","SITE OUTDOOR AIR DRYBULB TEMPERATURE {AT MAX/MIN} [C]"]
[null,"January","2413.49","13730.57","07-JAN-06:08","9.15"]
[null,"February","1985.56","13717.22","07-FEB-06:08","9.10"]
[null,"March","1404.09","13706.53","20-MAR-06:06","9.00"]
[null,"April","622.50","13665.43","19-APR-05:03","11.00"]
[null,"May","67.83","13752.24","09-MAY-05:03","10.00"]
[null,"June","2.29","7786.27","07-JUN-05:04","8.50"]
[null,"July","8.43","590.32","02-JUL-13:40","30.00"]
[null,"August","8.58","519.06","05-AUG-15:45","30.00"]
[null,"September","4.17","13436.85","18-SEP-05:03","7.05"]
[null,"October","407.99","14431.23","23-OCT-05:03","12.85"]
[null,"November","1613.06","13905.40","12-NOV-06:06","10.90"]
[null,"December","2284.31","13821.25","02-DEC-06:07","8.95"]
[]
[null,"Annual Sum or Average","10822.31"]
[null,"Minimum of Months","2.29","519.06",null,"7.05"]
[null,"Maximum of Months","2413.49","14431.23",null,"30.00"]
[]
[]
["----------------------------------------------------------------------------------------------------"]
["REPORT:","ZoneHeatingSummaryMonthly"]
["FOR:","2EETAGE:ESCALIERO"]
["Custom Monthly Report"]
[]
[null,null,"ZONE AIR SYSTEM SENSIBLE HEATING ENERGY [kWh]","ZONE AIR SYSTEM SENSIBLE HEATING RATE {Maximum}[W]","ZONE AIR SYSTEM SENSIBLE HEATING RATE {TIMESTAMP}","SITE OUTDOOR AIR DRYBULB TEMPERATURE {AT MAX/MIN} [C]"]
[null,"January","0.00","0.00","01-JAN-00:10","4.65"]
[null,"February","0.00","0.00","01-FEB-00:15","2.40"]
[null,"March","0.00","0.00","01-MAR-00:15","4.10"]
[null,"April","0.00","0.00","01-APR-00:15","4.40"]
[null,"May","0.00","0.00","01-MAY-00:30","9.20"]
[null,"June","0.00","0.00","01-JUN-00:15","12.60"]
[null,"July","0.00","0.00","01-JUL-00:15","17.05"]
[null,"August","0.00","0.00","01-AUG-00:15","16.10"]
[null,"September","0.00","0.00","01-SEP-00:30","16.95"]
[null,"October","0.00","0.00","01-OCT-00:15","13.00"]
[null,"November","0.00","0.00","01-NOV-00:15","11.35"]
[null,"December","0.00","0.00","01-DEC-00:30","5.50"]
[]
[null,"Annual Sum or Average","0.00"]
[null,"Minimum of Months","0.00","0.00",null,"2.40"]
[null,"Maximum of Months","0.00","0.00",null,"17.05"]
[]
[]
["----------------------------------------------------------------------------------------------------"]
["REPORT:","ZoneHeatingSummaryMonthly"]
["FOR:","2EETAGE:ESCALIERE"]
["Custom Monthly Report"]
[]
[null,null,"ZONE AIR SYSTEM SENSIBLE HEATING ENERGY [kWh]","ZONE AIR SYSTEM SENSIBLE HEATING RATE {Maximum}[W]","ZONE AIR SYSTEM SENSIBLE HEATING RATE {TIMESTAMP}","SITE OUTDOOR AIR DRYBULB TEMPERATURE {AT MAX/MIN} [C]"]
[null,"January","0.00","0.00","01-JAN-00:10","4.65"]
[null,"February","0.00","0.00","01-FEB-00:15","2.40"]
[null,"March","0.00","0.00","01-MAR-00:15","4.10"]
[null,"April","0.00","0.00","01-APR-00:15","4.40"]
[null,"May","0.00","0.00","01-MAY-00:30","9.20"]
[null,"June","0.00","0.00","01-JUN-00:15","12.60"]
[null,"July","0.00","0.00","01-JUL-00:15","17.05"]
[null,"August","0.00","0.00","01-AUG-00:15","16.10"]
[null,"September","0.00","0.00","01-SEP-00:30","16.95"]
[null,"October","0.00","0.00","01-OCT-00:15","13.00"]
[null,"November","0.00","0.00","01-NOV-00:15","11.35"]
[null,"December","0.00","0.00","01-DEC-00:30","5.50"]
[]
[null,"Annual Sum or Average","0.00"]
[null,"Minimum of Months","0.00","0.00",null,"2.40"]
[null,"Maximum of Months","0.00","0.00",null,"17.05"]
[]
[]
["----------------------------------------------------------------------------------------------------"]
["REPORT:","ZoneHeatingSummaryMonthly"]
["FOR:","3EVERANDA:VERANDA"]
["Custom Monthly Report"]
[]
[null,null,"ZONE AIR SYSTEM SENSIBLE HEATING ENERGY [kWh]","ZONE AIR SYSTEM SENSIBLE HEATING RATE {Maximum}[W]","ZONE AIR SYSTEM SENSIBLE HEATING RATE {TIMESTAMP}","SITE OUTDOOR AIR DRYBULB TEMPERATURE {AT MAX/MIN} [C]"]
[null,"January","0.00","0.00","01-JAN-00:10","4.65"]
[null,"February","0.00","0.00","01-FEB-00:15","2.40"]
[null,"March","0.00","0.00","01-MAR-00:15","4.10"]
[null,"April","0.00","0.00","01-APR-00:15","4.40"]
[null,"May","0.00","0.00","01-MAY-00:30","9.20"]
[null,"June","0.00","0.00","01-JUN-00:15","12.60"]
[null,"July","0.00","0.00","01-JUL-00:15","17.05"]
[null,"August","0.00","0.00","01-AUG-00:15","16.10"]
[null,"September","0.00","0.00","01-SEP-00:30","16.95"]
[null,"October","0.00","0.00","01-OCT-00:15","13.00"]
[null,"November","0.00","0.00","01-NOV-00:15","11.35"]
[null,"December","0.00","0.00","01-DEC-00:30","5.50"]
[]
[null,"Annual Sum or Average","0.00"]
[null,"Minimum of Months","0.00","0.00",null,"2.40"]
[null,"Maximum of Months","0.00","0.00",null,"17.05"]
[]
[]
["----------------------------------------------------------------------------------------------------"]
["REPORT:","ZoneHeatingSummaryMonthly"]
["FOR:","3EETAGE:APPARTEMENTS"]
["Custom Monthly Report"]
[]
[null,null,"ZONE AIR SYSTEM SENSIBLE HEATING ENERGY [kWh]","ZONE AIR SYSTEM SENSIBLE HEATING RATE {Maximum}[W]","ZONE AIR SYSTEM SENSIBLE HEATING RATE {TIMESTAMP}","SITE OUTDOOR AIR DRYBULB TEMPERATURE {AT MAX/MIN} [C]"]
[null,"January","1331.33","6677.27","08-JAN-06:08","7.55"]
[null,"February","1082.65","6640.67","21-FEB-06:09","6.75"]
[null,"March","759.93","6611.33","15-MAR-06:07","6.50"]
[null,"April","335.69","6664.66","19-APR-05:03","11.00"]
[null,"May","35.24","6717.97","09-MAY-05:03","10.00"]
[null,"June","0.75","3103.58","07-JUN-05:04","8.50"]
[null,"July","2.98","244.66","02-JUL-13:40","30.00"]
[null,"August","2.93","213.81","05-AUG-15:45","30.00"]
[null,"September","2.70","6494.21","18-SEP-05:03","7.05"]
[null,"October","238.71","7013.96","23-OCT-05:03","12.85"]
[null,"November","891.21","6603.92","02-NOV-06:03","11.00"]
[null,"December","1264.48","6596.92","18-DEC-06:09","6.00"]
[]
[null,"Annual Sum or Average","5948.59"]
[null,"Minimum of Months","0.75","213.81",null,"6.00"]
[null,"Maximum of Months","1331.33","7013.96",null,"30.00"]
[]
[]
["----------------------------------------------------------------------------------------------------"]
["REPORT:","ZoneHeatingSummaryMonthly"]
["FOR:","3EETAGE:ESCALIER"]
["Custom Monthly Report"]
[]
[null,null,"ZONE AIR SYSTEM SENSIBLE HEATING ENERGY [kWh]","ZONE AIR SYSTEM SENSIBLE HEATING RATE {Maximum}[W]","ZONE AIR SYSTEM SENSIBLE HEATING RATE {TIMESTAMP}","SITE OUTDOOR AIR DRYBULB TEMPERATURE {AT MAX/MIN} [C]"]
[null,"January","0.00","0.00","01-JAN-00:10","4.65"]
[null,"February","0.00","0.00","01-FEB-00:15","2.40"]
[null,"March","0.00","0.00","01-MAR-00:15","4.10"]
[null,"April","0.00","0.00","01-APR-00:15","4.40"]
[null,"May","0.00","0.00","01-MAY-00:30","9.20"]
[null,"June","0.00","0.00","01-JUN-00:15","12.60"]
[null,"July","0.00","0.00","01-JUL-00:15","17.05"]
[null,"August","0.00","0.00","01-AUG-00:15","16.10"]
[null,"September","0.00","0.00","01-SEP-00:30","16.95"]
[null,"October","0.00","0.00","01-OCT-00:15","13.00"]
[null,"November","0.00","0.00","01-NOV-00:15","11.35"]
[null,"December","0.00","0.00","01-DEC-00:30","5.50"]
[]
[null,"Annual Sum or Average","0.00"]
[null,"Minimum of Months","0.00","0.00",null,"2.40"]
[null,"Maximum of Months","0.00","0.00",null,"17.05"]
[]
[]
["----------------------------------------------------------------------------------------------------"]
["REPORT:","ZoneHeatingSummaryMonthly"]
["FOR:","1ERETAGE:APPARTEMENTS"]
["Custom Monthly Report"]
[]
[null,null,"ZONE AIR SYSTEM SENSIBLE HEATING ENERGY [kWh]","ZONE AIR SYSTEM SENSIBLE HEATING RATE {Maximum}[W]","ZONE AIR SYSTEM SENSIBLE HEATING RATE {TIMESTAMP}","SITE OUTDOOR AIR DRYBULB TEMPERATURE {AT MAX/MIN} [C]"]
[null,"January","2034.46","14486.94","10-JAN-06:06","8.80"]
[null,"February","1663.39","14619.30","05-FEB-06:06","9.90"]
[null,"March","1159.89","14831.74","18-MAR-06:04","11.00"]
[null,"April","529.15","14811.89","19-APR-05:03","11.00"]
[null,"May","64.49","14865.09","09-MAY-05:03","10.00"]
[null,"June","3.25","9736.49","07-JUN-05:04","8.50"]
[null,"July","9.16","646.05","02-JUL-13:40","30.00"]
[null,"August","9.53","567.33","05-AUG-15:45","30.00"]
[null,"September","3.32","14551.61","18-SEP-05:03","7.05"]
[null,"October","312.86","15623.60","30-OCT-05:03","14.10"]
[null,"November","1325.81","14827.07","02-NOV-06:03","11.00"]
[null,"December","1900.67","14468.09","19-DEC-06:05","9.05"]
[]
[null,"Annual Sum or Average","9015.98"]
[null,"Minimum of Months","3.25","567.33",null,"7.05"]
[null,"Maximum of Months","2034.46","15623.60",null,"30.00"]
[]
[]
["----------------------------------------------------------------------------------------------------"]
["REPORT:","ZoneHeatingSummaryMonthly"]
["FOR:","1ERETAGE:RANGEMENT"]
["Custom Monthly Report"]
[]
[null,null,"ZONE AIR SYSTEM SENSIBLE HEATING ENERGY [kWh]","ZONE AIR SYSTEM SENSIBLE HEATING RATE {Maximum}[W]","ZONE AIR SYSTEM SENSIBLE HEATING RATE {TIMESTAMP}","SITE OUTDOOR AIR DRYBULB TEMPERATURE {AT MAX/MIN} [C]"]
[null,"January","0.00","0.00","01-JAN-00:10","4.65"]
[null,"February","0.00","0.00","01-FEB-00:15","2.40"]
[null,"March","0.00","0.00","01-MAR-00:15","4.10"]
[null,"April","0.00","0.00","01-APR-00:15","4.40"]
[null,"May","0.00","0.00","01-MAY-00:30","9.20"]
[null,"June","0.00","0.00","01-JUN-00:15","12.60"]
[null,"July","0.00","0.00","01-JUL-00:15","17.05"]
[null,"August","0.00","0.00","01-AUG-00:15","16.10"]
[null,"September","0.00","0.00","01-SEP-00:30","16.95"]
[null,"October","0.00","0.00","01-OCT-00:15","13.00"]
[null,"November","0.00","0.00","01-NOV-00:15","11.35"]
[null,"December","0.00","0.00","01-DEC-00:30","5.50"]
[]
[null,"Annual Sum or Average","0.00"]
[null,"Minimum of Months","0.00","0.00",null,"2.40"]
[null,"Maximum of Months","0.00","0.00",null,"17.05"]
[]
[]
["----------------------------------------------------------------------------------------------------"]
["REPORT:","ZoneHeatingSummaryMonthly"]
["FOR:","1ERETAGE:ESCALIER"]
["Custom Monthly Report"]
[]
[null,null,"ZONE AIR SYSTEM SENSIBLE HEATING ENERGY [kWh]","ZONE AIR SYSTEM SENSIBLE HEATING RATE {Maximum}[W]","ZONE AIR SYSTEM SENSIBLE HEATING RATE {TIMESTAMP}","SITE OUTDOOR AIR DRYBULB TEMPERATURE {AT MAX/MIN} [C]"]
[null,"January","0.00","0.00","01-JAN-00:10","4.65"]
[null,"February","0.00","0.00","01-FEB-00:15","2.40"]
[null,"March","0.00","0.00","01-MAR-00:15","4.10"]
[null,"April","0.00","0.00","01-APR-00:15","4.40"]
[null,"May","0.00","0.00","01-MAY-00:30","9.20"]
[null,"June","0.00","0.00","01-JUN-00:15","12.60"]
[null,"July","0.00","0.00","01-JUL-00:15","17.05"]
[null,"August","0.00","0.00","01-AUG-00:15","16.10"]
[null,"September","0.00","0.00","01-SEP-00:30","16.95"]
[null,"October","0.00","0.00","01-OCT-00:15","13.00"]
[null,"November","0.00","0.00","01-NOV-00:15","11.35"]
[null,"December","0.00","0.00","01-DEC-00:30","5.50"]
[]
[null,"Annual Sum or Average","0.00"]
[null,"Minimum of Months","0.00","0.00",null,"2.40"]
[null,"Maximum of Months","0.00","0.00",null,"17.05"]
[]
[]
["----------------------------------------------------------------------------------------------------"]
["REPORT:","ComfortReportSimple55Monthly"]
["FOR:","0RDC:LCR"]
["Custom Monthly Report"]
[]
[null,null,"ZONE THERMAL COMFORT ASHRAE 55 SIMPLE MODEL SUMMER CLOTHES NOT COMFORTABLE TIME {HOURS NON-ZERO} [HOURS]","ZONE MEAN AIR TEMPERATURE {FOR HOURS SHOWN} [C]","ZONE THERMAL COMFORT ASHRAE 55 SIMPLE MODEL WINTER CLOTHES NOT COMFORTABLE TIME {HOURS NON-ZERO} [HOURS]","ZONE MEAN AIR TEMPERATURE {FOR HOURS SHOWN} [C]","ZONE THERMAL COMFORT ASHRAE 55 SIMPLE MODEL SUMMER OR WINTER CLOTHES NOT COMFORTABLE TIME {HOURS NON-ZERO} [HOURS]","ZONE MEAN AIR TEMPERATURE {FOR HOURS SHOWN} [C]"]
[null,"January","179.00","20.04","179.00","20.04","179.00","20.04"]
[null,"February","164.00","19.73","164.00","19.73","164.00","19.73"]
[null,"March","185.00","19.34","184.00","19.34","184.00","19.34"]
[null,"April","174.00","19.83","129.00","19.20","129.00","19.20"]
[null,"May","162.00","21.53","64.50","21.49","54.50","20.79"]
[null,"June","126.00","23.02","126.00","24.42","75.50","24.09"]
[null,"July","105.50","26.49","151.00","26.24","90.50","27.02"]
[null,"August","102.00","27.11","171.50","26.30","99.00","27.22"]
[null,"September","158.50","22.29","86.50","22.74","77.00","22.53"]
[null,"October","179.00","19.92","133.50","19.31","133.50","19.31"]
[null,"November","177.00","19.57","177.00","19.57","177.00","19.57"]
[null,"December","182.00","19.96","182.00","19.96","182.00","19.96"]
[]
[null,"Annual Sum or Average","1894.00","21.12","1748.00","21.42","1545.00","20.95"]
[null,"Minimum of Months","102.00","19.34","64.50","19.20","54.50","19.20"]
[null,"Maximum of Months","185.00","27.11","184.00","26.30","184.00","27.22"]
[]
[]
["----------------------------------------------------------------------------------------------------"]
["REPORT:","ComfortReportSimple55Monthly"]
["FOR:","0RDC:ESCALIER"]
["Custom Monthly Report"]
[]
[null,null,"ZONE THERMAL COMFORT ASHRAE 55 SIMPLE MODEL SUMMER CLOTHES NOT COMFORTABLE TIME {HOURS NON-ZERO} [HOURS]","ZONE MEAN AIR TEMPERATURE {FOR HOURS SHOWN} [C]","ZONE THERMAL COMFORT ASHRAE 55 SIMPLE MODEL WINTER CLOTHES NOT COMFORTABLE TIME {HOURS NON-ZERO} [HOURS]","ZONE MEAN AIR TEMPERATURE {FOR HOURS SHOWN} [C]","ZONE THERMAL COMFORT ASHRAE 55 SIMPLE MODEL SUMMER OR WINTER CLOTHES NOT COMFORTABLE TIME {HOURS NON-ZERO} [HOURS]","ZONE MEAN AIR TEMPERATURE {FOR HOURS SHOWN} [C]"]
[null,"January","0.00","0.00","0.00","0.00","0.00","0.00"]
[null,"February","0.00","0.00","0.00","0.00","0.00","0.00"]
[null,"March","0.00","0.00","0.00","0.00","0.00","0.00"]
[null,"April","0.00","0.00","0.00","0.00","0.00","0.00"]
[null,"May","0.00","0.00","0.00","0.00","0.00","0.00"]
[null,"June","0.00","0.00","0.00","0.00","0.00","0.00"]
[null,"July","0.00","0.00","0.00","0.00","0.00","0.00"]
[null,"August","0.00","0.00","0.00","0.00","0.00","0.00"]
[null,"September","0.00","0.00","0.00","0.00","0.00","0.00"]
[null,"October","0.00","0.00","0.00","0.00","0.00","0.00"]
[null,"November","0.00","0.00","0.00","0.00","0.00","0.00"]
[null,"December","0.00","0.00","0.00","0.00","0.00","0.00"]
[]
[null,"Annual Sum or Average","0.00",null,"0.00",null,"0.00"]
[null,"Minimum of Months","0.00","0.00","0.00","0.00","0.00","0.00"]
[null,"Maximum of Months","0.00","0.00","0.00","0.00","0.00","0.00"]
[]
[]
["----------------------------------------------------------------------------------------------------"]
["REPORT:","ComfortReportSimple55Monthly"]
["FOR:","0RDC:APPARTEMENTS"]
["Custom Monthly Report"]
[]
[null,null,"ZONE THERMAL COMFORT ASHRAE 55 SIMPLE MODEL SUMMER CLOTHES NOT COMFORTABLE TIME {HOURS NON-ZERO} [HOURS]","ZONE MEAN AIR TEMPERATURE {FOR HOURS SHOWN} [C]","ZONE THERMAL COMFORT ASHRAE 55 SIMPLE MODEL WINTER CLOTHES NOT COMFORTABLE TIME {HOURS NON-ZERO} [HOURS]","ZONE MEAN AIR TEMPERATURE {FOR HOURS SHOWN} [C]","ZONE THERMAL COMFORT ASHRAE 55 SIMPLE MODEL SUMMER OR WINTER CLOTHES NOT COMFORTABLE TIME {HOURS NON-ZERO} [HOURS]","ZONE MEAN AIR TEMPERATURE {FOR HOURS SHOWN} [C]"]
[null,"January","562.00","18.37","562.00","18.37","562.00","18.37"]
[null,"February","512.00","18.28","512.00","18.28","512.00","18.28"]
[null,"March","575.00","18.30","575.00","18.30","575.00","18.30"]
[null,"April","542.00","18.54","529.50","18.47","529.50","18.47"]
[null,"May","562.00","19.89","373.50","19.07","373.50","19.07"]
[null,"June","515.50","21.48","157.00","20.52","134.50","19.76"]
[null,"July","351.50","23.12","196.50","25.28","62.50","25.86"]
[null,"August","248.50","23.27","302.50","24.91","81.00","24.55"]
[null,"September","543.50","21.16","183.50","20.27","178.50","20.14"]
[null,"October","562.00","18.81","501.00","18.53","501.00","18.53"]
[null,"November","551.00","18.28","551.00","18.28","551.00","18.28"]
[null,"December","566.00","18.31","566.00","18.31","566.00","18.31"]
[]
[null,"Annual Sum or Average","6091.00","19.52","5009.50","19.22","4626.50","18.74"]
[null,"Minimum of Months","248.50","18.28","157.00","18.28","62.50","18.28"]
[null,"Maximum of Months","575.00","23.27","575.00","25.28","575.00","25.86"]
[]
[]
["----------------------------------------------------------------------------------------------------"]
["REPORT:","ComfortReportSimple55Monthly"]
["FOR:","0RDC:HALL"]
["Custom Monthly Report"]
[]
[null,null,"ZONE THERMAL COMFORT ASHRAE 55 SIMPLE MODEL SUMMER CLOTHES NOT COMFORTABLE TIME {HOURS NON-ZERO} [HOURS]","ZONE MEAN AIR TEMPERATURE {FOR HOURS SHOWN} [C]","ZONE THERMAL COMFORT ASHRAE 55 SIMPLE MODEL WINTER CLOTHES NOT COMFORTABLE TIME {HOURS NON-ZERO} [HOURS]","ZONE MEAN AIR TEMPERATURE {FOR HOURS SHOWN} [C]","ZONE THERMAL COMFORT ASHRAE 55 SIMPLE MODEL SUMMER OR WINTER CLOTHES NOT COMFORTABLE TIME {HOURS NON-ZERO} [HOURS]","ZONE MEAN AIR TEMPERATURE {FOR HOURS SHOWN} [C]"]
[null,"January","0.00","0.00","0.00","0.00","0.00","0.00"]
[null,"February","0.00","0.00","0.00","0.00","0.00","0.00"]
[null,"March","0.00","0.00","0.00","0.00","0.00","0.00"]
[null,"April","0.00","0.00","0.00","0.00","0.00","0.00"]
[null,"May","0.00","0.00","0.00","0.00","0.00","0.00"]
[null,"June","0.00","0.00","0.00","0.00","0.00","0.00"]
[null,"July","0.00","0.00","0.00","0.00","0.00","0.00"]
[null,"August","0.00","0.00","0.00","0.00","0.00","0.00"]
[null,"September","0.00","0.00","0.00","0.00","0.00","0.00"]
[null,"October","0.00","0.00","0.00","0.00","0.00","0.00"]
[null,"November","0.00","0.00","0.00","0.00","0.00","0.00"]
[null,"December","0.00","0.00","0.00","0.00","0.00","0.00"]
[]
[null,"Annual Sum or Average","0.00",null,"0.00",null,"0.00"]
[null,"Minimum of Months","0.00","0.00","0.00","0.00","0.00","0.00"]
[null,"Maximum of Months","0.00","0.00","0.00","0.00","0.00","0.00"]
[]
[]
["----------------------------------------------------------------------------------------------------"]
["REPORT:","ComfortReportSimple55Monthly"]
["FOR:","0RDC:LOCALPOUBELLES"]
["Custom Monthly Report"]
[]
[null,null,"ZONE THERMAL COMFORT ASHRAE 55 SIMPLE MODEL SUMMER CLOTHES NOT COMFORTABLE TIME {HOURS NON-ZERO} [HOURS]","ZONE MEAN AIR TEMPERATURE {FOR HOURS SHOWN} [C]","ZONE THERMAL COMFORT ASHRAE 55 SIMPLE MODEL WINTER CLOTHES NOT COMFORTABLE TIME {HOURS NON-ZERO} [HOURS]","ZONE MEAN AIR TEMPERATURE {FOR HOURS SHOWN} [C]","ZONE THERMAL COMFORT ASHRAE 55 SIMPLE MODEL SUMMER OR WINTER CLOTHES NOT COMFORTABLE TIME {HOURS NON-ZERO} [HOURS]","ZONE MEAN AIR TEMPERATURE {FOR HOURS SHOWN} [C]"]
[null,"January","0.00","0.00","0.00","0.00","0.00","0.00"]
[null,"February","0.00","0.00","0.00","0.00","0.00","0.00"]
[null,"March","0.00","0.00","0.00","0.00","0.00","0.00"]
[null,"April","0.00","0.00","0.00","0.00","0.00","0.00"]
[null,"May","0.00","0.00","0.00","0.00","0.00","0.00"]
[null,"June","0.00","0.00","0.00","0.00","0.00","0.00"]
[null,"July","0.00","0.00","0.00","0.00","0.00","0.00"]
[null,"August","0.00","0.00","0.00","0.00","0.00","0.00"]
[null,"September","0.00","0.00","0.00","0.00","0.00","0.00"]
[null,"October","0.00","0.00","0.00","0.00","0.00","0.00"]
[null,"November","0.00","0.00","0.00","0.00","0.00","0.00"]
[null,"December","0.00","0.00","0.00","0.00","0.00","0.00"]
[]
[null,"Annual Sum or Average","0.00",null,"0.00",null,"0.00"]
[null,"Minimum of Months","0.00","0.00","0.00","0.00","0.00","0.00"]
[null,"Maximum of Months","0.00","0.00","0.00","0.00","0.00","0.00"]
[]
[]
["----------------------------------------------------------------------------------------------------"]
["REPORT:","ComfortReportSimple55Monthly"]
["FOR:","SOUSSOL:GARAGE"]
["Custom Monthly Report"]
[]
[null,null,"ZONE THERMAL COMFORT ASHRAE 55 SIMPLE MODEL SUMMER CLOTHES NOT COMFORTABLE TIME {HOURS NON-ZERO} [HOURS]","ZONE MEAN AIR TEMPERATURE {FOR HOURS SHOWN} [C]","ZONE THERMAL COMFORT ASHRAE 55 SIMPLE MODEL WINTER CLOTHES NOT COMFORTABLE TIME {HOURS NON-ZERO} [HOURS]","ZONE MEAN AIR TEMPERATURE {FOR HOURS SHOWN} [C]","ZONE THERMAL COMFORT ASHRAE 55 SIMPLE MODEL SUMMER OR WINTER CLOTHES NOT COMFORTABLE TIME {HOURS NON-ZERO} [HOURS]","ZONE MEAN AIR TEMPERATURE {FOR HOURS SHOWN} [C]"]
[null,"January","0.00","0.00","0.00","0.00","0.00","0.00"]
[null,"February","0.00","0.00","0.00","0.00","0.00","0.00"]
[null,"March","0.00","0.00","0.00","0.00","0.00","0.00"]
[null,"April","0.00","0.00","0.00","0.00","0.00","0.00"]
[null,"May","0.00","0.00","0.00","0.00","0.00","0.00"]
[null,"June","0.00","0.00","0.00","0.00","0.00","0.00"]
[null,"July","0.00","0.00","0.00","0.00","0.00","0.00"]
[null,"August","0.00","0.00","0.00","0.00","0.00","0.00"]
[null,"September","0.00","0.00","0.00","0.00","0.00","0.00"]
[null,"October","0.00","0.00","0.00","0.00","0.00","0.00"]
[null,"November","0.00","0.00","0.00","0.00","0.00","0.00"]
[null,"December","0.00","0.00","0.00","0.00","0.00","0.00"]
[]
[null,"Annual Sum or Average","0.00",null,"0.00",null,"0.00"]
[null,"Minimum of Months","0.00","0.00","0.00","0.00","0.00","0.00"]
[null,"Maximum of Months","0.00","0.00","0.00","0.00","0.00","0.00"]
[]
[]
["----------------------------------------------------------------------------------------------------"]
["REPORT:","ComfortReportSimple55Monthly"]
["FOR:","2EETAGE:APPARTEMENTS"]
["Custom Monthly Report"]
[]
[null,null,"ZONE THERMAL COMFORT ASHRAE 55 SIMPLE MODEL SUMMER CLOTHES NOT COMFORTABLE TIME {HOURS NON-ZERO} [HOURS]","ZONE MEAN AIR TEMPERATURE {FOR HOURS SHOWN} [C]","ZONE THERMAL COMFORT ASHRAE 55 SIMPLE MODEL WINTER CLOTHES NOT COMFORTABLE TIME {HOURS NON-ZERO} [HOURS]","ZONE MEAN AIR TEMPERATURE {FOR HOURS SHOWN} [C]","ZONE THERMAL COMFORT ASHRAE 55 SIMPLE MODEL SUMMER OR WINTER CLOTHES NOT COMFORTABLE TIME {HOURS NON-ZERO} [HOURS]","ZONE MEAN AIR TEMPERATURE {FOR HOURS SHOWN} [C]"]
[null,"January","562.00","18.40","562.00","18.40","562.00","18.40"]
[null,"February","512.00","18.29","512.00","18.29","512.00","18.29"]
[null,"March","575.00","18.27","575.00","18.27","575.00","18.27"]
[null,"April","542.00","18.51","524.50","18.41","524.50","18.41"]
[null,"May","555.00","19.98","325.00","19.07","322.00","19.01"]
[null,"June","428.50","21.44","181.00","21.46","116.00","19.73"]
[null,"July","261.00","23.66","302.00","25.20","73.50","26.70"]
[null,"August","182.00","24.26","406.00","24.94","98.50","25.65"]
[null,"September","531.00","20.97","192.50","20.17","180.50","19.87"]
[null,"October","562.00","18.72","508.50","18.48","508.50","18.48"]
[null,"November","551.00","18.32","551.00","18.32","551.00","18.32"]
[null,"December","566.00","18.37","566.00","18.37","566.00","18.37"]
[]
[null,"Annual Sum or Average","5827.50","19.43","5205.50","19.49","4589.50","18.79"]
[null,"Minimum of Months","182.00","18.27","181.00","18.27","73.50","18.27"]
[null,"Maximum of Months","575.00","24.26","575.00","25.20","575.00","26.70"]
[]
[]
["----------------------------------------------------------------------------------------------------"]
["REPORT:","ComfortReportSimple55Monthly"]
["FOR:","2EETAGE:ESCALIERO"]
["Custom Monthly Report"]
[]
[null,null,"ZONE THERMAL COMFORT ASHRAE 55 SIMPLE MODEL SUMMER CLOTHES NOT COMFORTABLE TIME {HOURS NON-ZERO} [HOURS]","ZONE MEAN AIR TEMPERATURE {FOR HOURS SHOWN} [C]","ZONE THERMAL COMFORT ASHRAE 55 SIMPLE MODEL WINTER CLOTHES NOT COMFORTABLE TIME {HOURS NON-ZERO} [HOURS]","ZONE MEAN AIR TEMPERATURE {FOR HOURS SHOWN} [C]","ZONE THERMAL COMFORT ASHRAE 55 SIMPLE MODEL SUMMER OR WINTER CLOTHES NOT COMFORTABLE TIME {HOURS NON-ZERO} [HOURS]","ZONE MEAN AIR TEMPERATURE {FOR HOURS SHOWN} [C]"]
[null,"January","0.00","0.00","0.00","0.00","0.00","0.00"]
[null,"February","0.00","0.00","0.00","0.00","0.00","0.00"]
[null,"March","0.00","0.00","0.00","0.00","0.00","0.00"]
[null,"April","0.00","0.00","0.00","0.00","0.00","0.00"]
[null,"May","0.00","0.00","0.00","0.00","0.00","0.00"]
[null,"June","0.00","0.00","0.00","0.00","0.00","0.00"]
[null,"July","0.00","0.00","0.00","0.00","0.00","0.00"]
[null,"August","0.00","0.00","0.00","0.00","0.00","0.00"]
[null,"September","0.00","0.00","0.00","0.00","0.00","0.00"]
[null,"October","0.00","0.00","0.00","0.00","0.00","0.00"]
[null,"November","0.00","0.00","0.00","0.00","0.00","0.00"]
[null,"December","0.00","0.00","0.00","0.00","0.00","0.00"]
[]
[null,"Annual Sum or Average","0.00",null,"0.00",null,"0.00"]
[null,"Minimum of Months","0.00","0.00","0.00","0.00","0.00","0.00"]
[null,"Maximum of Months","0.00","0.00","0.00","0.00","0.00","0.00"]
[]
[]
["----------------------------------------------------------------------------------------------------"]
["REPORT:","ComfortReportSimple55Monthly"]
["FOR:","2EETAGE:ESCALIERE"]
["Custom Monthly Report"]
[]
[null,null,"ZONE THERMAL COMFORT ASHRAE 55 SIMPLE MODEL SUMMER CLOTHES NOT COMFORTABLE TIME {HOURS NON-ZERO} [HOURS]","ZONE MEAN AIR TEMPERATURE {FOR HOURS SHOWN} [C]","ZONE THERMAL COMFORT ASHRAE 55 SIMPLE MODEL WINTER CLOTHES NOT COMFORTABLE TIME {HOURS NON-ZERO} [HOURS]","ZONE MEAN AIR TEMPERATURE {FOR HOURS SHOWN} [C]","ZONE THERMAL COMFORT ASHRAE 55 SIMPLE MODEL SUMMER OR WINTER CLOTHES NOT COMFORTABLE TIME {HOURS NON-ZERO} [HOURS]","ZONE MEAN AIR TEMPERATURE {FOR HOURS SHOWN} [C]"]
[null,"January","0.00","0.00","0.00","0.00","0.00","0.00"]
[null,"February","0.00","0.00","0.00","0.00","0.00","0.00"]
[null,"March","0.00","0.00","0.00","0.00","0.00","0.00"]
[null,"April","0.00","0.00","0.00","0.00","0.00","0.00"]
[null,"May","0.00","0.00","0.00","0.00","0.00","0.00"]
[null,"June","0.00","0.00","0.00","0.00","0.00","0.00"]
[null,"July","0.00","0.00","0.00","0.00","0.00","0.00"]
[null,"August","0.00","0.00","0.00","0.00","0.00","0.00"]
[null,"September","0.00","0.00","0.00","0.00","0.00","0.00"]
[null,"October","0.00","0.00","0.00","0.00","0.00","0.00"]
[null,"November","0.00","0.00","0.00","0.00","0.00","0.00"]
[null,"December","0.00","0.00","0.00","0.00","0.00","0.00"]
[]
[null,"Annual Sum or Average","0.00",null,"0.00",null,"0.00"]
[null,"Minimum of Months","0.00","0.00","0.00","0.00","0.00","0.00"]
[null,"Maximum of Months","0.00","0.00","0.00","0.00","0.00","0.00"]
[]
[]
["----------------------------------------------------------------------------------------------------"]
["REPORT:","ComfortReportSimple55Monthly"]
["FOR:","3EVERANDA:VERANDA"]
["Custom Monthly Report"]
[]
[null,null,"ZONE THERMAL COMFORT ASHRAE 55 SIMPLE MODEL SUMMER CLOTHES NOT COMFORTABLE TIME {HOURS NON-ZERO} [HOURS]","ZONE MEAN AIR TEMPERATURE {FOR HOURS SHOWN} [C]","ZONE THERMAL COMFORT ASHRAE 55 SIMPLE MODEL WINTER CLOTHES NOT COMFORTABLE TIME {HOURS NON-ZERO} [HOURS]","ZONE MEAN AIR TEMPERATURE {FOR HOURS SHOWN} [C]","ZONE THERMAL COMFORT ASHRAE 55 SIMPLE MODEL SUMMER OR WINTER CLOTHES NOT COMFORTABLE TIME {HOURS NON-ZERO} [HOURS]","ZONE MEAN AIR TEMPERATURE {FOR HOURS SHOWN} [C]"]
[null,"January","557.50","8.41","559.00","8.47","555.50","8.37"]
[null,"February","504.00","9.88","499.50","9.83","493.50","9.64"]
[null,"March","565.00","12.88","552.00","12.74","545.50","12.60"]
[null,"April","507.50","16.76","471.50","16.61","447.00","16.17"]
[null,"May","510.50","21.62","442.00","22.05","402.00","21.79"]
[null,"June","481.50","25.72","409.50","26.98","344.50","27.49"]
[null,"July","465.50","28.89","437.00","30.02","356.50","31.21"]
[null,"August","489.50","29.14","437.50","30.56","374.00","31.56"]
[null,"September","483.50","21.80","405.50","22.45","351.50","22.13"]
[null,"October","539.50","16.72","504.50","16.56","485.50","16.25"]
[null,"November","546.50","11.56","531.50","11.32","528.00","11.23"]
[null,"December","563.00","9.00","563.00","9.01","560.50","8.94"]
[]
[null,"Annual Sum or Average","6213.50","17.31","5812.50","17.26","5444.00","16.77"]
[null,"Minimum of Months","465.50","8.41","405.50","8.47","344.50","8.37"]
[null,"Maximum of Months","565.00","29.14","563.00","30.56","560.50","31.56"]
[]
[]
["----------------------------------------------------------------------------------------------------"]
["REPORT:","ComfortReportSimple55Monthly"]
["FOR:","3EETAGE:APPARTEMENTS"]
["Custom Monthly Report"]
[]
[null,null,"ZONE THERMAL COMFORT ASHRAE 55 SIMPLE MODEL SUMMER CLOTHES NOT COMFORTABLE TIME {HOURS NON-ZERO} [HOURS]","ZONE MEAN AIR TEMPERATURE {FOR HOURS SHOWN} [C]","ZONE THERMAL COMFORT ASHRAE 55 SIMPLE MODEL WINTER CLOTHES NOT COMFORTABLE TIME {HOURS NON-ZERO} [HOURS]","ZONE MEAN AIR TEMPERATURE {FOR HOURS SHOWN} [C]","ZONE THERMAL COMFORT ASHRAE 55 SIMPLE MODEL SUMMER OR WINTER CLOTHES NOT COMFORTABLE TIME {HOURS NON-ZERO} [HOURS]","ZONE MEAN AIR TEMPERATURE {FOR HOURS SHOWN} [C]"]
[null,"January","562.00","18.34","562.00","18.34","562.00","18.34"]
[null,"February","512.00","18.22","512.00","18.22","512.00","18.22"]
[null,"March","575.00","18.14","575.00","18.14","575.00","18.14"]
[null,"April","542.00","18.36","522.00","18.24","522.00","18.24"]
[null,"May","551.50","19.86","322.50","18.95","317.50","18.84"]
[null,"June","412.50","21.27","200.50","21.78","111.00","19.58"]
[null,"July","254.00","23.68","322.50","25.21","76.00","26.89"]
[null,"August","185.00","24.47","428.50","24.96","110.50","25.93"]
[null,"September","530.50","20.81","200.00","19.98","190.00","19.74"]
[null,"October","562.00","18.55","514.00","18.32","514.00","18.32"]
[null,"November","551.00","18.22","551.00","18.22","551.00","18.22"]
[null,"December","566.00","18.32","566.00","18.32","566.00","18.32"]
[]
[null,"Annual Sum or Average","5803.50","19.33","5276.00","19.47","4607.00","18.72"]
[null,"Minimum of Months","185.00","18.14","200.00","18.14","76.00","18.14"]
[null,"Maximum of Months","575.00","24.47","575.00","25.21","575.00","26.89"]
[]
[]
["----------------------------------------------------------------------------------------------------"]
["REPORT:","ComfortReportSimple55Monthly"]
["FOR:","3EETAGE:ESCALIER"]
["Custom Monthly Report"]
[]
[null,null,"ZONE THERMAL COMFORT ASHRAE 55 SIMPLE MODEL SUMMER CLOTHES NOT COMFORTABLE TIME {HOURS NON-ZERO} [HOURS]","ZONE MEAN AIR TEMPERATURE {FOR HOURS SHOWN} [C]","ZONE THERMAL COMFORT ASHRAE 55 SIMPLE MODEL WINTER CLOTHES NOT COMFORTABLE TIME {HOURS NON-ZERO} [HOURS]","ZONE MEAN AIR TEMPERATURE {FOR HOURS SHOWN} [C]","ZONE THERMAL COMFORT ASHRAE 55 SIMPLE MODEL SUMMER OR WINTER CLOTHES NOT COMFORTABLE TIME {HOURS NON-ZERO} [HOURS]","ZONE MEAN AIR TEMPERATURE {FOR HOURS SHOWN} [C]"]
[null,"January","0.00","0.00","0.00","0.00","0.00","0.00"]
[null,"February","0.00","0.00","0.00","0.00","0.00","0.00"]
[null,"March","0.00","0.00","0.00","0.00","0.00","0.00"]
[null,"April","0.00","0.00","0.00","0.00","0.00","0.00"]
[null,"May","0.00","0.00","0.00","0.00","0.00","0.00"]
[null,"June","0.00","0.00","0.00","0.00","0.00","0.00"]
[null,"July","0.00","0.00","0.00","0.00","0.00","0.00"]
[null,"August","0.00","0.00","0.00","0.00","0.00","0.00"]
[null,"September","0.00","0.00","0.00","0.00","0.00","0.00"]
[null,"October","0.00","0.00","0.00","0.00","0.00","0.00"]
[null,"November","0.00","0.00","0.00","0.00","0.00","0.00"]
[null,"December","0.00","0.00","0.00","0.00","0.00","0.00"]
[]
[null,"Annual Sum or Average","0.00",null,"0.00",null,"0.00"]
[null,"Minimum of Months","0.00","0.00","0.00","0.00","0.00","0.00"]
[null,"Maximum of Months","0.00","0.00","0.00","0.00","0.00","0.00"]
[]
[]
["----------------------------------------------------------------------------------------------------"]
["REPORT:","ComfortReportSimple55Monthly"]
["FOR:","1ERETAGE:APPARTEMENTS"]
["Custom Monthly Report"]
[]
[null,null,"ZONE THERMAL COMFORT ASHRAE 55 SIMPLE MODEL SUMMER CLOTHES NOT COMFORTABLE TIME {HOURS NON-ZERO} [HOURS]","ZONE MEAN AIR TEMPERATURE {FOR HOURS SHOWN} [C]","ZONE THERMAL COMFORT ASHRAE 55 SIMPLE MODEL WINTER CLOTHES NOT COMFORTABLE TIME {HOURS NON-ZERO} [HOURS]","ZONE MEAN AIR TEMPERATURE {FOR HOURS SHOWN} [C]","ZONE THERMAL COMFORT ASHRAE 55 SIMPLE MODEL SUMMER OR WINTER CLOTHES NOT COMFORTABLE TIME {HOURS NON-ZERO} [HOURS]","ZONE MEAN AIR TEMPERATURE {FOR HOURS SHOWN} [C]"]
[null,"January","562.00","18.32","562.00","18.32","562.00","18.32"]
[null,"February","512.00","18.21","512.00","18.21","512.00","18.21"]
[null,"March","575.00","18.22","575.00","18.22","575.00","18.22"]
[null,"April","542.00","18.51","522.00","18.40","522.00","18.40"]
[null,"May","554.50","19.96","332.50","19.06","329.50","19.00"]
[null,"June","451.00","21.42","171.50","21.18","123.00","19.76"]
[null,"July","268.00","23.43","285.00","25.22","69.00","26.57"]
[null,"August","201.50","23.98","375.00","24.99","97.50","25.52"]
[null,"September","533.00","21.04","187.50","20.19","180.00","20.00"]
[null,"October","562.00","18.73","503.00","18.46","503.00","18.46"]
[null,"November","551.00","18.25","551.00","18.25","551.00","18.25"]
[null,"December","566.00","18.30","566.00","18.30","566.00","18.30"]
[]
[null,"Annual Sum or Average","5878.00","19.42","5142.50","19.39","4590.00","18.74"]
[null,"Minimum of Months","201.50","18.21","171.50","18.21","69.00","18.21"]
[null,"Maximum of Months","575.00","23.98","575.00","25.22","575.00","26.57"]
[]
[]
["----------------------------------------------------------------------------------------------------"]
["REPORT:","ComfortReportSimple55Monthly"]
["FOR:","1ERETAGE:RANGEMENT"]
["Custom Monthly Report"]
[]
[null,null,"ZONE THERMAL COMFORT ASHRAE 55 SIMPLE MODEL SUMMER CLOTHES NOT COMFORTABLE TIME {HOURS NON-ZERO} [HOURS]","ZONE MEAN AIR TEMPERATURE {FOR HOURS SHOWN} [C]","ZONE THERMAL COMFORT ASHRAE 55 SIMPLE MODEL WINTER CLOTHES NOT COMFORTABLE TIME {HOURS NON-ZERO} [HOURS]","ZONE MEAN AIR TEMPERATURE {FOR HOURS SHOWN} [C]","ZONE THERMAL COMFORT ASHRAE 55 SIMPLE MODEL SUMMER OR WINTER CLOTHES NOT COMFORTABLE TIME {HOURS NON-ZERO} [HOURS]","ZONE MEAN AIR TEMPERATURE {FOR HOURS SHOWN} [C]"]
[null,"January","0.00","0.00","0.00","0.00","0.00","0.00"]
[null,"February","0.00","0.00","0.00","0.00","0.00","0.00"]
[null,"March","0.00","0.00","0.00","0.00","0.00","0.00"]
[null,"April","0.00","0.00","0.00","0.00","0.00","0.00"]
[null,"May","0.00","0.00","0.00","0.00","0.00","0.00"]
[null,"June","0.00","0.00","0.00","0.00","0.00","0.00"]
[null,"July","0.00","0.00","0.00","0.00","0.00","0.00"]
[null,"August","0.00","0.00","0.00","0.00","0.00","0.00"]
[null,"September","0.00","0.00","0.00","0.00","0.00","0.00"]
[null,"October","0.00","0.00","0.00","0.00","0.00","0.00"]
[null,"November","0.00","0.00","0.00","0.00","0.00","0.00"]
[null,"December","0.00","0.00","0.00","0.00","0.00","0.00"]
[]
[null,"Annual Sum or Average","0.00",null,"0.00",null,"0.00"]
[null,"Minimum of Months","0.00","0.00","0.00","0.00","0.00","0.00"]
[null,"Maximum of Months","0.00","0.00","0.00","0.00","0.00","0.00"]
[]
[]
["----------------------------------------------------------------------------------------------------"]
["REPORT:","ComfortReportSimple55Monthly"]
["FOR:","1ERETAGE:ESCALIER"]
["Custom Monthly Report"]
[]
[null,null,"ZONE THERMAL COMFORT ASHRAE 55 SIMPLE MODEL SUMMER CLOTHES NOT COMFORTABLE TIME {HOURS NON-ZERO} [HOURS]","ZONE MEAN AIR TEMPERATURE {FOR HOURS SHOWN} [C]","ZONE THERMAL COMFORT ASHRAE 55 SIMPLE MODEL WINTER CLOTHES NOT COMFORTABLE TIME {HOURS NON-ZERO} [HOURS]","ZONE MEAN AIR TEMPERATURE {FOR HOURS SHOWN} [C]","ZONE THERMAL COMFORT ASHRAE 55 SIMPLE MODEL SUMMER OR WINTER CLOTHES NOT COMFORTABLE TIME {HOURS NON-ZERO} [HOURS]","ZONE MEAN AIR TEMPERATURE {FOR HOURS SHOWN} [C]"]
[null,"January","0.00","0.00","0.00","0.00","0.00","0.00"]
[null,"February","0.00","0.00","0.00","0.00","0.00","0.00"]
[null,"March","0.00","0.00","0.00","0.00","0.00","0.00"]
[null,"April","0.00","0.00","0.00","0.00","0.00","0.00"]
[null,"May","0.00","0.00","0.00","0.00","0.00","0.00"]
[null,"June","0.00","0.00","0.00","0.00","0.00","0.00"]
[null,"July","0.00","0.00","0.00","0.00","0.00","0.00"]
[null,"August","0.00","0.00","0.00","0.00","0.00","0.00"]
[null,"September","0.00","0.00","0.00","0.00","0.00","0.00"]
[null,"October","0.00","0.00","0.00","0.00","0.00","0.00"]
[null,"November","0.00","0.00","0.00","0.00","0.00","0.00"]
[null,"December","0.00","0.00","0.00","0.00","0.00","0.00"]
[]
[null,"Annual Sum or Average","0.00",null,"0.00",null,"0.00"]
[null,"Minimum of Months","0.00","0.00","0.00","0.00","0.00","0.00"]
[null,"Maximum of Months","0.00","0.00","0.00","0.00","0.00","0.00"]
[]
[]
["----------------------------------------------------------------------------------------------------"]
["REPORT:","OccupantComfortDataSummaryMonthly"]
["FOR:","PEOPLE 0RDC:LCR"]
["Custom Monthly Report"]
[]
[null,null,"PEOPLE OCCUPANT COUNT {HOURS NON-ZERO} [HOURS]","PEOPLE AIR TEMPERATURE {FOR HOURS SHOWN} [C]","PEOPLE AIR RELATIVE HUMIDITY {FOR HOURS SHOWN} [%]","ZONE THERMAL COMFORT FANGER MODEL PMV [Invalid/Undefined]","ZONE THERMAL COMFORT FANGER MODEL PPD [Invalid/Undefined]"]
[null,"January","179.00000","0.00000","0.00000","0.00000","0.00000"]
[null,"February","164.00000","0.00000","0.00000","0.00000","0.00000"]
[null,"March","185.00000","0.00000","0.00000","0.00000","0.00000"]
[null,"April","174.00000","0.00000","0.00000","0.00000","0.00000"]
[null,"May","179.00000","0.00000","0.00000","0.00000","0.00000"]
[null,"June","180.00000","0.00000","0.00000","0.00000","0.00000"]
[null,"July","179.00000","0.00000","0.00000","0.00000","0.00000"]
[null,"August","182.00000","0.00000","0.00000","0.00000","0.00000"]
[null,"September","177.00000","0.00000","0.00000","0.00000","0.00000"]
[null,"October","179.00000","0.00000","0.00000","0.00000","0.00000"]
[null,"November","177.00000","0.00000","0.00000","0.00000","0.00000"]
[null,"December","182.00000","0.00000","0.00000","0.00000","0.00000"]
[]
[null,"Annual Sum or Average","2137.00000","0.00000","0.00000","0.00000","0.00000"]
[null,"Minimum of Months","164.00000","0.00000","0.00000","0.00000","0.00000"]
[null,"Maximum of Months","185.00000","0.00000","0.00000","0.00000","0.00000"]
[]
[]
["----------------------------------------------------------------------------------------------------"]
["REPORT:","OccupantComfortDataSummaryMonthly"]
["FOR:","PEOPLE 0RDC:ESCALIER"]
["Custom Monthly Report"]
[]
[null,null,"PEOPLE OCCUPANT COUNT {HOURS NON-ZERO} [HOURS]","PEOPLE AIR TEMPERATURE {FOR HOURS SHOWN} [C]","PEOPLE AIR RELATIVE HUMIDITY {FOR HOURS SHOWN} [%]","ZONE THERMAL COMFORT FANGER MODEL PMV [Invalid/Undefined]","ZONE THERMAL COMFORT FANGER MODEL PPD [Invalid/Undefined]"]
[null,"January","0.00000","0.00000","0.00000","0.00000","0.00000"]
[null,"February","0.00000","0.00000","0.00000","0.00000","0.00000"]
[null,"March","0.00000","0.00000","0.00000","0.00000","0.00000"]
[null,"April","0.00000","0.00000","0.00000","0.00000","0.00000"]
[null,"May","0.00000","0.00000","0.00000","0.00000","0.00000"]
[null,"June","0.00000","0.00000","0.00000","0.00000","0.00000"]
[null,"July","0.00000","0.00000","0.00000","0.00000","0.00000"]
[null,"August","0.00000","0.00000","0.00000","0.00000","0.00000"]
[null,"September","0.00000","0.00000","0.00000","0.00000","0.00000"]
[null,"October","0.00000","0.00000","0.00000","0.00000","0.00000"]
[null,"November","0.00000","0.00000","0.00000","0.00000","0.00000"]
[null,"December","0.00000","0.00000","0.00000","0.00000","0.00000"]
[]
[null,"Annual Sum or Average","0.00000",null,null,"0.00000","0.00000"]
[null,"Minimum of Months","0.00000","0.00000","0.00000","0.00000","0.00000"]
[null,"Maximum of Months","0.00000","0.00000","0.00000","0.00000","0.00000"]
[]
[]
["----------------------------------------------------------------------------------------------------"]
["REPORT:","OccupantComfortDataSummaryMonthly"]
["FOR:","PEOPLE 0RDC:APPARTEMENTS"]
["Custom Monthly Report"]
[]
[null,null,"PEOPLE OCCUPANT COUNT {HOURS NON-ZERO} [HOURS]","PEOPLE AIR TEMPERATURE {FOR HOURS SHOWN} [C]","PEOPLE AIR RELATIVE HUMIDITY {FOR HOURS SHOWN} [%]","ZONE THERMAL COMFORT FANGER MODEL PMV [Invalid/Undefined]","ZONE THERMAL COMFORT FANGER MODEL PPD [Invalid/Undefined]"]
[null,"January","562.00000","0.00000","0.00000","0.00000","0.00000"]
[null,"February","512.00000","0.00000","0.00000","0.00000","0.00000"]
[null,"March","575.00000","0.00000","0.00000","0.00000","0.00000"]
[null,"April","542.00000","0.00000","0.00000","0.00000","0.00000"]
[null,"May","562.00000","0.00000","0.00000","0.00000","0.00000"]
[null,"June","560.00000","0.00000","0.00000","0.00000","0.00000"]
[null,"July","562.00000","0.00000","0.00000","0.00000","0.00000"]
[null,"August","566.00000","0.00000","0.00000","0.00000","0.00000"]
[null,"September","551.00000","0.00000","0.00000","0.00000","0.00000"]
[null,"October","562.00000","0.00000","0.00000","0.00000","0.00000"]
[null,"November","551.00000","0.00000","0.00000","0.00000","0.00000"]
[null,"December","566.00000","0.00000","0.00000","0.00000","0.00000"]
[]
[null,"Annual Sum or Average","6671.00000","0.00000","0.00000","0.00000","0.00000"]
[null,"Minimum of Months","512.00000","0.00000","0.00000","0.00000","0.00000"]
[null,"Maximum of Months","575.00000","0.00000","0.00000","0.00000","0.00000"]
[]
[]
["----------------------------------------------------------------------------------------------------"]
["REPORT:","OccupantComfortDataSummaryMonthly"]
["FOR:","PEOPLE 0RDC:HALL"]
["Custom Monthly Report"]
[]
[null,null,"PEOPLE OCCUPANT COUNT {HOURS NON-ZERO} [HOURS]","PEOPLE AIR TEMPERATURE {FOR HOURS SHOWN} [C]","PEOPLE AIR RELATIVE HUMIDITY {FOR HOURS SHOWN} [%]","ZONE THERMAL COMFORT FANGER MODEL PMV [Invalid/Undefined]","ZONE THERMAL COMFORT FANGER MODEL PPD [Invalid/Undefined]"]
[null,"January","0.00000","0.00000","0.00000","0.00000","0.00000"]
[null,"February","0.00000","0.00000","0.00000","0.00000","0.00000"]
[null,"March","0.00000","0.00000","0.00000","0.00000","0.00000"]
[null,"April","0.00000","0.00000","0.00000","0.00000","0.00000"]
[null,"May","0.00000","0.00000","0.00000","0.00000","0.00000"]
[null,"June","0.00000","0.00000","0.00000","0.00000","0.00000"]
[null,"July","0.00000","0.00000","0.00000","0.00000","0.00000"]
[null,"August","0.00000","0.00000","0.00000","0.00000","0.00000"]
[null,"September","0.00000","0.00000","0.00000","0.00000","0.00000"]
[null,"October","0.00000","0.00000","0.00000","0.00000","0.00000"]
[null,"November","0.00000","0.00000","0.00000","0.00000","0.00000"]
[null,"December","0.00000","0.00000","0.00000","0.00000","0.00000"]
[]
[null,"Annual Sum or Average","0.00000",null,null,"0.00000","0.00000"]
[null,"Minimum of Months","0.00000","0.00000","0.00000","0.00000","0.00000"]
[null,"Maximum of Months","0.00000","0.00000","0.00000","0.00000","0.00000"]
[]
[]
["----------------------------------------------------------------------------------------------------"]
["REPORT:","OccupantComfortDataSummaryMonthly"]
["FOR:","PEOPLE 0RDC:LOCALPOUBELLES"]
["Custom Monthly Report"]
[]
[null,null,"PEOPLE OCCUPANT COUNT {HOURS NON-ZERO} [HOURS]","PEOPLE AIR TEMPERATURE {FOR HOURS SHOWN} [C]","PEOPLE AIR RELATIVE HUMIDITY {FOR HOURS SHOWN} [%]","ZONE THERMAL COMFORT FANGER MODEL PMV [Invalid/Undefined]","ZONE THERMAL COMFORT FANGER MODEL PPD [Invalid/Undefined]"]
[null,"January","0.00000","0.00000","0.00000","0.00000","0.00000"]
[null,"February","0.00000","0.00000","0.00000","0.00000","0.00000"]
[null,"March","0.00000","0.00000","0.00000","0.00000","0.00000"]
[null,"April","0.00000","0.00000","0.00000","0.00000","0.00000"]
[null,"May","0.00000","0.00000","0.00000","0.00000","0.00000"]
[null,"June","0.00000","0.00000","0.00000","0.00000","0.00000"]
[null,"July","0.00000","0.00000","0.00000","0.00000","0.00000"]
[null,"August","0.00000","0.00000","0.00000","0.00000","0.00000"]
[null,"September","0.00000","0.00000","0.00000","0.00000","0.00000"]
[null,"October","0.00000","0.00000","0.00000","0.00000","0.00000"]
[null,"November","0.00000","0.00000","0.00000","0.00000","0.00000"]
[null,"December","0.00000","0.00000","0.00000","0.00000","0.00000"]
[]
[null,"Annual Sum or Average","0.00000",null,null,"0.00000","0.00000"]
[null,"Minimum of Months","0.00000","0.00000","0.00000","0.00000","0.00000"]
[null,"Maximum of Months","0.00000","0.00000","0.00000","0.00000","0.00000"]
[]
[]
["----------------------------------------------------------------------------------------------------"]
["REPORT:","OccupantComfortDataSummaryMonthly"]
["FOR:","PEOPLE SOUSSOL:GARAGE"]
["Custom Monthly Report"]
[]
[null,null,"PEOPLE OCCUPANT COUNT {HOURS NON-ZERO} [HOURS]","PEOPLE AIR TEMPERATURE {FOR HOURS SHOWN} [C]","PEOPLE AIR RELATIVE HUMIDITY {FOR HOURS SHOWN} [%]","ZONE THERMAL COMFORT FANGER MODEL PMV [Invalid/Undefined]","ZONE THERMAL COMFORT FANGER MODEL PPD [Invalid/Undefined]"]
[null,"January","0.00000","0.00000","0.00000","0.00000","0.00000"]
[null,"February","0.00000","0.00000","0.00000","0.00000","0.00000"]
[null,"March","0.00000","0.00000","0.00000","0.00000","0.00000"]
[null,"April","0.00000","0.00000","0.00000","0.00000","0.00000"]
[null,"May","0.00000","0.00000","0.00000","0.00000","0.00000"]
[null,"June","0.00000","0.00000","0.00000","0.00000","0.00000"]
[null,"July","0.00000","0.00000","0.00000","0.00000","0.00000"]
[null,"August","0.00000","0.00000","0.00000","0.00000","0.00000"]
[null,"September","0.00000","0.00000","0.00000","0.00000","0.00000"]
[null,"October","0.00000","0.00000","0.00000","0.00000","0.00000"]
[null,"November","0.00000","0.00000","0.00000","0.00000","0.00000"]
[null,"December","0.00000","0.00000","0.00000","0.00000","0.00000"]
[]
[null,"Annual Sum or Average","0.00000",null,null,"0.00000","0.00000"]
[null,"Minimum of Months","0.00000","0.00000","0.00000","0.00000","0.00000"]
[null,"Maximum of Months","0.00000","0.00000","0.00000","0.00000","0.00000"]
[]
[]
["----------------------------------------------------------------------------------------------------"]
["REPORT:","OccupantComfortDataSummaryMonthly"]
["FOR:","PEOPLE 2EETAGE:APPARTEMENTS"]
["Custom Monthly Report"]
[]
[null,null,"PEOPLE OCCUPANT COUNT {HOURS NON-ZERO} [HOURS]","PEOPLE AIR TEMPERATURE {FOR HOURS SHOWN} [C]","PEOPLE AIR RELATIVE HUMIDITY {FOR HOURS SHOWN} [%]","ZONE THERMAL COMFORT FANGER MODEL PMV [Invalid/Undefined]","ZONE THERMAL COMFORT FANGER MODEL PPD [Invalid/Undefined]"]
[null,"January","562.00000","0.00000","0.00000","0.00000","0.00000"]
[null,"February","512.00000","0.00000","0.00000","0.00000","0.00000"]
[null,"March","575.00000","0.00000","0.00000","0.00000","0.00000"]
[null,"April","542.00000","0.00000","0.00000","0.00000","0.00000"]
[null,"May","562.00000","0.00000","0.00000","0.00000","0.00000"]
[null,"June","560.00000","0.00000","0.00000","0.00000","0.00000"]
[null,"July","562.00000","0.00000","0.00000","0.00000","0.00000"]
[null,"August","566.00000","0.00000","0.00000","0.00000","0.00000"]
[null,"September","551.00000","0.00000","0.00000","0.00000","0.00000"]
[null,"October","562.00000","0.00000","0.00000","0.00000","0.00000"]
[null,"November","551.00000","0.00000","0.00000","0.00000","0.00000"]
[null,"December","566.00000","0.00000","0.00000","0.00000","0.00000"]
[]
[null,"Annual Sum or Average","6671.00000","0.00000","0.00000","0.00000","0.00000"]
[null,"Minimum of Months","512.00000","0.00000","0.00000","0.00000","0.00000"]
[null,"Maximum of Months","575.00000","0.00000","0.00000","0.00000","0.00000"]
[]
[]
["----------------------------------------------------------------------------------------------------"]
["REPORT:","OccupantComfortDataSummaryMonthly"]
["FOR:","PEOPLE 2EETAGE:ESCALIERO"]
["Custom Monthly Report"]
[]
[null,null,"PEOPLE OCCUPANT COUNT {HOURS NON-ZERO} [HOURS]","PEOPLE AIR TEMPERATURE {FOR HOURS SHOWN} [C]","PEOPLE AIR RELATIVE HUMIDITY {FOR HOURS SHOWN} [%]","ZONE THERMAL COMFORT FANGER MODEL PMV [Invalid/Undefined]","ZONE THERMAL COMFORT FANGER MODEL PPD [Invalid/Undefined]"]
[null,"January","0.00000","0.00000","0.00000","0.00000","0.00000"]
[null,"February","0.00000","0.00000","0.00000","0.00000","0.00000"]
[null,"March","0.00000","0.00000","0.00000","0.00000","0.00000"]
[null,"April","0.00000","0.00000","0.00000","0.00000","0.00000"]
[null,"May","0.00000","0.00000","0.00000","0.00000","0.00000"]
[null,"June","0.00000","0.00000","0.00000","0.00000","0.00000"]
[null,"July","0.00000","0.00000","0.00000","0.00000","0.00000"]
[null,"August","0.00000","0.00000","0.00000","0.00000","0.00000"]
[null,"September","0.00000","0.00000","0.00000","0.00000","0.00000"]
[null,"October","0.00000","0.00000","0.00000","0.00000","0.00000"]
[null,"November","0.00000","0.00000","0.00000","0.00000","0.00000"]
[null,"December","0.00000","0.00000","0.00000","0.00000","0.00000"]
[]
[null,"Annual Sum or Average","0.00000",null,null,"0.00000","0.00000"]
[null,"Minimum of Months","0.00000","0.00000","0.00000","0.00000","0.00000"]
[null,"Maximum of Months","0.00000","0.00000","0.00000","0.00000","0.00000"]
[]
[]
["----------------------------------------------------------------------------------------------------"]
["REPORT:","OccupantComfortDataSummaryMonthly"]
["FOR:","PEOPLE 2EETAGE:ESCALIERE"]
["Custom Monthly Report"]
[]
[null,null,"PEOPLE OCCUPANT COUNT {HOURS NON-ZERO} [HOURS]","PEOPLE AIR TEMPERATURE {FOR HOURS SHOWN} [C]","PEOPLE AIR RELATIVE HUMIDITY {FOR HOURS SHOWN} [%]","ZONE THERMAL COMFORT FANGER MODEL PMV [Invalid/Undefined]","ZONE THERMAL COMFORT FANGER MODEL PPD [Invalid/Undefined]"]
[null,"January","0.00000","0.00000","0.00000","0.00000","0.00000"]
[null,"February","0.00000","0.00000","0.00000","0.00000","0.00000"]
[null,"March","0.00000","0.00000","0.00000","0.00000","0.00000"]
[null,"April","0.00000","0.00000","0.00000","0.00000","0.00000"]
[null,"May","0.00000","0.00000","0.00000","0.00000","0.00000"]
[null,"June","0.00000","0.00000","0.00000","0.00000","0.00000"]
[null,"July","0.00000","0.00000","0.00000","0.00000","0.00000"]
[null,"August","0.00000","0.00000","0.00000","0.00000","0.00000"]
[null,"September","0.00000","0.00000","0.00000","0.00000","0.00000"]
[null,"October","0.00000","0.00000","0.00000","0.00000","0.00000"]
[null,"November","0.00000","0.00000","0.00000","0.00000","0.00000"]
[null,"December","0.00000","0.00000","0.00000","0.00000","0.00000"]
[]
[null,"Annual Sum or Average","0.00000",null,null,"0.00000","0.00000"]
[null,"Minimum of Months","0.00000","0.00000","0.00000","0.00000","0.00000"]
[null,"Maximum of Months","0.00000","0.00000","0.00000","0.00000","0.00000"]
[]
[]
["----------------------------------------------------------------------------------------------------"]
["REPORT:","OccupantComfortDataSummaryMonthly"]
["FOR:","PEOPLE 3EVERANDA:VERANDA"]
["Custom Monthly Report"]
[]
[null,null,"PEOPLE OCCUPANT COUNT {HOURS NON-ZERO} [HOURS]","PEOPLE AIR TEMPERATURE {FOR HOURS SHOWN} [C]","PEOPLE AIR RELATIVE HUMIDITY {FOR HOURS SHOWN} [%]","ZONE THERMAL COMFORT FANGER MODEL PMV [Invalid/Undefined]","ZONE THERMAL COMFORT FANGER MODEL PPD [Invalid/Undefined]"]
[null,"January","562.00000","0.00000","0.00000","0.00000","0.00000"]
[null,"February","512.00000","0.00000","0.00000","0.00000","0.00000"]
[null,"March","575.00000","0.00000","0.00000","0.00000","0.00000"]
[null,"April","542.00000","0.00000","0.00000","0.00000","0.00000"]
[null,"May","562.00000","0.00000","0.00000","0.00000","0.00000"]
[null,"June","560.00000","0.00000","0.00000","0.00000","0.00000"]
[null,"July","562.00000","0.00000","0.00000","0.00000","0.00000"]
[null,"August","566.00000","0.00000","0.00000","0.00000","0.00000"]
[null,"September","551.00000","0.00000","0.00000","0.00000","0.00000"]
[null,"October","562.00000","0.00000","0.00000","0.00000","0.00000"]
[null,"November","551.00000","0.00000","0.00000","0.00000","0.00000"]
[null,"December","566.00000","0.00000","0.00000","0.00000","0.00000"]
[]
[null,"Annual Sum or Average","6671.00000","0.00000","0.00000","0.00000","0.00000"]
[null,"Minimum of Months","512.00000","0.00000","0.00000","0.00000","0.00000"]
[null,"Maximum of Months","575.00000","0.00000","0.00000","0.00000","0.00000"]
[]
[]
["----------------------------------------------------------------------------------------------------"]
["REPORT:","OccupantComfortDataSummaryMonthly"]
["FOR:","PEOPLE 3EETAGE:APPARTEMENTS"]
["Custom Monthly Report"]
[]
[null,null,"PEOPLE OCCUPANT COUNT {HOURS NON-ZERO} [HOURS]","PEOPLE AIR TEMPERATURE {FOR HOURS SHOWN} [C]","PEOPLE AIR RELATIVE HUMIDITY {FOR HOURS SHOWN} [%]","ZONE THERMAL COMFORT FANGER MODEL PMV [Invalid/Undefined]","ZONE THERMAL COMFORT FANGER MODEL PPD [Invalid/Undefined]"]
[null,"January","562.00000","0.00000","0.00000","0.00000","0.00000"]
[null,"February","512.00000","0.00000","0.00000","0.00000","0.00000"]
[null,"March","575.00000","0.00000","0.00000","0.00000","0.00000"]
[null,"April","542.00000","0.00000","0.00000","0.00000","0.00000"]
[null,"May","562.00000","0.00000","0.00000","0.00000","0.00000"]
[null,"June","560.00000","0.00000","0.00000","0.00000","0.00000"]
[null,"July","562.00000","0.00000","0.00000","0.00000","0.00000"]
[null,"August","566.00000","0.00000","0.00000","0.00000","0.00000"]
[null,"September","551.00000","0.00000","0.00000","0.00000","0.00000"]
[null,"October","562.00000","0.00000","0.00000","0.00000","0.00000"]
[null,"November","551.00000","0.00000","0.00000","0.00000","0.00000"]
[null,"December","566.00000","0.00000","0.00000","0.00000","0.00000"]
[]
[null,"Annual Sum or Average","6671.00000","0.00000","0.00000","0.00000","0.00000"]
[null,"Minimum of Months","512.00000","0.00000","0.00000","0.00000","0.00000"]
[null,"Maximum of Months","575.00000","0.00000","0.00000","0.00000","0.00000"]
[]
[]
["----------------------------------------------------------------------------------------------------"]
["REPORT:","OccupantComfortDataSummaryMonthly"]
["FOR:","PEOPLE 3EETAGE:ESCALIER"]
["Custom Monthly Report"]
[]
[null,null,"PEOPLE OCCUPANT COUNT {HOURS NON-ZERO} [HOURS]","PEOPLE AIR TEMPERATURE {FOR HOURS SHOWN} [C]","PEOPLE AIR RELATIVE HUMIDITY {FOR HOURS SHOWN} [%]","ZONE THERMAL COMFORT FANGER MODEL PMV [Invalid/Undefined]","ZONE THERMAL COMFORT FANGER MODEL PPD [Invalid/Undefined]"]
[null,"January","0.00000","0.00000","0.00000","0.00000","0.00000"]
[null,"February","0.00000","0.00000","0.00000","0.00000","0.00000"]
[null,"March","0.00000","0.00000","0.00000","0.00000","0.00000"]
[null,"April","0.00000","0.00000","0.00000","0.00000","0.00000"]
[null,"May","0.00000","0.00000","0.00000","0.00000","0.00000"]
[null,"June","0.00000","0.00000","0.00000","0.00000","0.00000"]
[null,"July","0.00000","0.00000","0.00000","0.00000","0.00000"]
[null,"August","0.00000","0.00000","0.00000","0.00000","0.00000"]
[null,"September","0.00000","0.00000","0.00000","0.00000","0.00000"]
[null,"October","0.00000","0.00000","0.00000","0.00000","0.00000"]
[null,"November","0.00000","0.00000","0.00000","0.00000","0.00000"]
[null,"December","0.00000","0.00000","0.00000","0.00000","0.00000"]
[]
[null,"Annual Sum or Average","0.00000",null,null,"0.00000","0.00000"]
[null,"Minimum of Months","0.00000","0.00000","0.00000","0.00000","0.00000"]
[null,"Maximum of Months","0.00000","0.00000","0.00000","0.00000","0.00000"]
[]
[]
["----------------------------------------------------------------------------------------------------"]
["REPORT:","OccupantComfortDataSummaryMonthly"]
["FOR:","PEOPLE 1ERETAGE:APPARTEMENTS"]
["Custom Monthly Report"]
[]
[null,null,"PEOPLE OCCUPANT COUNT {HOURS NON-ZERO} [HOURS]","PEOPLE AIR TEMPERATURE {FOR HOURS SHOWN} [C]","PEOPLE AIR RELATIVE HUMIDITY {FOR HOURS SHOWN} [%]","ZONE THERMAL COMFORT FANGER MODEL PMV [Invalid/Undefined]","ZONE THERMAL COMFORT FANGER MODEL PPD [Invalid/Undefined]"]
[null,"January","562.00000","0.00000","0.00000","0.00000","0.00000"]
[null,"February","512.00000","0.00000","0.00000","0.00000","0.00000"]
[null,"March","575.00000","0.00000","0.00000","0.00000","0.00000"]
[null,"April","542.00000","0.00000","0.00000","0.00000","0.00000"]
[null,"May","562.00000","0.00000","0.00000","0.00000","0.00000"]
[null,"June","560.00000","0.00000","0.00000","0.00000","0.00000"]
[null,"July","562.00000","0.00000","0.00000","0.00000","0.00000"]
[null,"August","566.00000","0.00000","0.00000","0.00000","0.00000"]
[null,"September","551.00000","0.00000","0.00000","0.00000","0.00000"]
[null,"October","562.00000","0.00000","0.00000","0.00000","0.00000"]
[null,"November","551.00000","0.00000","0.00000","0.00000","0.00000"]
[null,"December","566.00000","0.00000","0.00000","0.00000","0.00000"]
[]
[null,"Annual Sum or Average","6671.00000","0.00000","0.00000","0.00000","0.00000"]
[null,"Minimum of Months","512.00000","0.00000","0.00000","0.00000","0.00000"]
[null,"Maximum of Months","575.00000","0.00000","0.00000","0.00000","0.00000"]
[]
[]
["----------------------------------------------------------------------------------------------------"]
["REPORT:","OccupantComfortDataSummaryMonthly"]
["FOR:","PEOPLE 1ERETAGE:RANGEMENT"]
["Custom Monthly Report"]
[]
[null,null,"PEOPLE OCCUPANT COUNT {HOURS NON-ZERO} [HOURS]","PEOPLE AIR TEMPERATURE {FOR HOURS SHOWN} [C]","PEOPLE AIR RELATIVE HUMIDITY {FOR HOURS SHOWN} [%]","ZONE THERMAL COMFORT FANGER MODEL PMV [Invalid/Undefined]","ZONE THERMAL COMFORT FANGER MODEL PPD [Invalid/Undefined]"]
[null,"January","0.00000","0.00000","0.00000","0.00000","0.00000"]
[null,"February","0.00000","0.00000","0.00000","0.00000","0.00000"]
[null,"March","0.00000","0.00000","0.00000","0.00000","0.00000"]
[null,"April","0.00000","0.00000","0.00000","0.00000","0.00000"]
[null,"May","0.00000","0.00000","0.00000","0.00000","0.00000"]
[null,"June","0.00000","0.00000","0.00000","0.00000","0.00000"]
[null,"July","0.00000","0.00000","0.00000","0.00000","0.00000"]
[null,"August","0.00000","0.00000","0.00000","0.00000","0.00000"]
[null,"September","0.00000","0.00000","0.00000","0.00000","0.00000"]
[null,"October","0.00000","0.00000","0.00000","0.00000","0.00000"]
[null,"November","0.00000","0.00000","0.00000","0.00000","0.00000"]
[null,"December","0.00000","0.00000","0.00000","0.00000","0.00000"]
[]
[null,"Annual Sum or Average","0.00000",null,null,"0.00000","0.00000"]
[null,"Minimum of Months","0.00000","0.00000","0.00000","0.00000","0.00000"]
[null,"Maximum of Months","0.00000","0.00000","0.00000","0.00000","0.00000"]
[]
[]
["----------------------------------------------------------------------------------------------------"]
["REPORT:","OccupantComfortDataSummaryMonthly"]
["FOR:","PEOPLE 1ERETAGE:ESCALIER"]
["Custom Monthly Report"]
[]
[null,null,"PEOPLE OCCUPANT COUNT {HOURS NON-ZERO} [HOURS]","PEOPLE AIR TEMPERATURE {FOR HOURS SHOWN} [C]","PEOPLE AIR RELATIVE HUMIDITY {FOR HOURS SHOWN} [%]","ZONE THERMAL COMFORT FANGER MODEL PMV [Invalid/Undefined]","ZONE THERMAL COMFORT FANGER MODEL PPD [Invalid/Undefined]"]
[null,"January","0.00000","0.00000","0.00000","0.00000","0.00000"]
[null,"February","0.00000","0.00000","0.00000","0.00000","0.00000"]
[null,"March","0.00000","0.00000","0.00000","0.00000","0.00000"]
[null,"April","0.00000","0.00000","0.00000","0.00000","0.00000"]
[null,"May","0.00000","0.00000","0.00000","0.00000","0.00000"]
[null,"June","0.00000","0.00000","0.00000","0.00000","0.00000"]
[null,"July","0.00000","0.00000","0.00000","0.00000","0.00000"]
[null,"August","0.00000","0.00000","0.00000","0.00000","0.00000"]
[null,"September","0.00000","0.00000","0.00000","0.00000","0.00000"]
[null,"October","0.00000","0.00000","0.00000","0.00000","0.00000"]
[null,"November","0.00000","0.00000","0.00000","0.00000","0.00000"]
[null,"December","0.00000","0.00000","0.00000","0.00000","0.00000"]
[]
[null,"Annual Sum or Average","0.00000",null,null,"0.00000","0.00000"]
[null,"Minimum of Months","0.00000","0.00000","0.00000","0.00000","0.00000"]
[null,"Maximum of Months","0.00000","0.00000","0.00000","0.00000","0.00000"]
[]
[]
["----------------------------------------------------------------------------------------------------"]
["REPORT:","ZONE MEAN AIR TEMPERATURE [C] [ASSOCIATION - OCCUPATION]"]
["FOR:","0RDC:LCR"]
["Values in table are in hours."]
[]
["Time Bin Results"]
[]
[null,null,"- [hr]","1 [hr]","2 [hr]","3 [hr]","4 [hr]","5 [hr]","6 [hr]","7 [hr]","8 [hr]","9 [hr]","10 [hr]","11 [hr]","12 [hr]","13 [hr]","14 [hr]","15 [hr]","16 [hr]","17 [hr]","18 [hr]","19 [hr]","20 [hr]","- [hr]","- [hr]"]
[null,"Interval Start","less than","12.00<=","13.00<=","14.00<=","15.00<=","16.00<=","17.00<=","18.00<=","19.00<=","20.00<=","21.00<=","22.00<=","23.00<=","24.00<=","25.00<=","26.00<=","27.00<=","28.00<=","29.00<=","30.00<=","31.00<=","equal to or more than","Row"]
[null,"Interval End","12.00","13.00>","14.00>","15.00>","16.00>","17.00>","18.00>","19.00>","20.00>","21.00>","22.00>","23.00>","24.00>","25.00>","26.00>","27.00>","28.00>","29.00>","30.00>","31.00>","32.00>","32.00","Total"]
[null,"January","0.00","0.00","0.00","0.00","0.00","0.00","0.00","0.00","73.00","106.00","0.00","0.00","0.00","0.00","0.00","0.00","0.00","0.00","0.00","0.00","0.00","0.00","179.00"]
[null,"February","0.00","0.00","0.00","0.00","0.00","0.00","0.00","10.50","110.50","43.00","0.00","0.00","0.00","0.00","0.00","0.00","0.00","0.00","0.00","0.00","0.00","0.00","164.00"]
[null,"March","0.00","0.00","0.00","0.00","0.00","0.00","0.00","33.50","144.00","7.50","0.00","0.00","0.00","0.00","0.00","0.00","0.00","0.00","0.00","0.00","0.00","0.00","185.00"]
[null,"April","0.00","0.00","0.00","0.00","0.00","0.00","0.00","55.00","63.00","21.00","17.50","12.50","5.00","0.00","0.00","0.00","0.00","0.00","0.00","0.00","0.00","0.00","174.00"]
[null,"May","0.00","0.00","0.00","0.00","0.00","0.00","0.00","8.00","24.50","24.50","42.00","33.00","25.00","15.50","3.00","3.50","0.00","0.00","0.00","0.00","0.00","0.00","179.00"]
[null,"June","0.00","0.00","0.00","0.00","0.00","0.00","0.00","0.00","4.50","21.50","14.50","26.50","25.50","40.00","34.00","10.00","3.50","0.00","0.00","0.00","0.00","0.00","180.00"]
[null,"July","0.00","0.00","0.00","0.00","0.00","0.00","0.00","0.00","0.00","0.00","1.00","8.00","37.50","30.50","20.50","23.00","24.00","17.50","17.00","0.00","0.00","0.00","179.00"]
[null,"August","0.00","0.00","0.00","0.00","0.00","0.00","0.00","0.00","0.00","0.00","0.00","0.00","20.00","41.00","35.50","24.00","23.50","21.50","12.00","4.50","0.00","0.00","182.00"]
[null,"September","0.00","0.00","0.00","0.00","0.00","0.00","0.00","2.00","14.50","24.50","33.50","24.50","48.50","17.00","7.50","1.50","3.50","0.00","0.00","0.00","0.00","0.00","177.00"]
[null,"October","0.00","0.00","0.00","0.00","0.00","0.00","0.00","39.50","87.50","14.50","16.00","13.50","7.50","0.50","0.00","0.00","0.00","0.00","0.00","0.00","0.00","0.00","179.00"]
[null,"November","0.00","0.00","0.00","0.00","0.00","0.00","0.00","31.00","120.00","26.00","0.00","0.00","0.00","0.00","0.00","0.00","0.00","0.00","0.00","0.00","0.00","0.00","177.00"]
[null,"December","0.00","0.00","0.00","0.00","0.00","0.00","0.00","0.00","104.00","78.00","0.00","0.00","0.00","0.00","0.00","0.00","0.00","0.00","0.00","0.00","0.00","0.00","182.00"]
[null,"12:01 to  1:00 am","0.00","0.00","0.00","0.00","0.00","0.00","0.00","0.00","0.00","0.00","0.00","0.00","0.00","0.00","0.00","0.00","0.00","0.00","0.00","0.00","0.00","0.00","0.00"]
[null," 1:01 to  2:00 am","0.00","0.00","0.00","0.00","0.00","0.00","0.00","0.00","0.00","0.00","0.00","0.00","0.00","0.00","0.00","0.00","0.00","0.00","0.00","0.00","0.00","0.00","0.00"]
[null," 2:01 to  3:00 am","0.00","0.00","0.00","0.00","0.00","0.00","0.00","0.00","0.00","0.00","0.00","0.00","0.00","0.00","0.00","0.00","0.00","0.00","0.00","0.00","0.00","0.00","0.00"]
[null," 3:01 to  4:00 am","0.00","0.00","0.00","0.00","0.00","0.00","0.00","0.00","0.00","0.00","0.00","0.00","0.00","0.00","0.00","0.00","0.00","0.00","0.00","0.00","0.00","0.00","0.00"]
[null," 4:01 to  5:00 am","0.00","0.00","0.00","0.00","0.00","0.00","0.00","0.00","0.00","0.00","0.00","0.00","0.00","0.00","0.00","0.00","0.00","0.00","0.00","0.00","0.00","0.00","0.00"]
[null," 5:01 to  6:00 am","0.00","0.00","0.00","0.00","0.00","0.00","0.00","0.00","0.00","0.00","0.00","0.00","0.00","0.00","0.00","0.00","0.00","0.00","0.00","0.00","0.00","0.00","0.00"]
[null," 6:01 to  7:00 am","0.00","0.00","0.00","0.00","0.00","0.00","0.00","0.00","0.00","0.00","0.00","0.00","0.00","0.00","0.00","0.00","0.00","0.00","0.00","0.00","0.00","0.00","0.00"]
[null," 7:01 to  8:00 am","0.00","0.00","0.00","0.00","0.00","0.00","0.00","0.00","0.00","0.00","0.00","0.00","0.00","0.00","0.00","0.00","0.00","0.00","0.00","0.00","0.00","0.00","0.00"]
[null," 8:01 to  9:00 am","0.00","0.00","0.00","0.00","0.00","0.00","0.00","9.00","20.00","6.00","4.00","6.00","14.00","2.50","0.50","0.00","0.00","0.00","0.00","0.00","0.00","0.00","62.00"]
[null," 9:01 to 10:00 am","0.00","0.00","0.00","0.00","0.00","0.00","0.00","7.00","27.50","38.50","4.50","5.00","12.00","8.50","0.50","0.50","0.00","0.00","0.00","0.00","0.00","0.00","104.00"]
[null,"10:01 to 11:00 am","0.00","0.00","0.00","0.00","0.00","0.00","0.00","6.50","30.50","32.50","4.50","6.00","9.00","11.00","2.50","0.50","1.00","0.00","0.00","0.00","0.00","0.00","104.00"]
[null,"11:01 to 12:00 pm","0.00","0.00","0.00","0.00","0.00","0.00","0.00","1.50","23.00","17.50","0.00","0.00","0.00","0.00","0.00","0.00","0.00","0.00","0.00","0.00","0.00","0.00","42.00"]
[null,"12:01 to  1:00 pm","0.00","0.00","0.00","0.00","0.00","0.00","0.00","0.00","0.00","0.00","0.00","0.00","0.00","0.00","0.00","0.00","0.00","0.00","0.00","0.00","0.00","0.00","0.00"]
[null," 1:01 to  2:00 pm","0.00","0.00","0.00","0.00","0.00","0.00","0.00","6.00","9.00","6.00","6.00","4.00","8.50","8.50","4.50","6.00","2.50","1.00","0.00","0.00","0.00","0.00","62.00"]
[null," 2:01 to  3:00 pm","0.00","0.00","0.00","0.00","0.00","0.00","0.00","13.00","33.50","12.00","6.50","7.00","6.50","9.00","5.50","4.50","4.50","2.00","0.00","0.00","0.00","0.00","104.00"]
[null," 3:01 to  4:00 pm","0.00","0.00","0.00","0.00","0.00","0.00","0.00","24.50","53.00","27.00","19.50","22.00","20.50","28.50","19.00","14.00","10.00","11.50","7.00","0.50","0.00","0.00","257.00"]
[null," 4:01 to  5:00 pm","0.00","0.00","0.00","0.00","0.00","0.00","0.00","38.50","110.50","58.50","23.00","20.00","24.50","26.00","21.00","14.00","11.00","8.50","7.50","2.00","0.00","0.00","365.00"]
[null," 5:01 to  6:00 pm","0.00","0.00","0.00","0.00","0.00","0.00","0.00","29.50","126.00","54.50","25.00","17.50","28.50","24.00","21.50","9.00","14.50","5.50","8.00","1.50","0.00","0.00","365.00"]
[null," 6:01 to  7:00 pm","0.00","0.00","0.00","0.00","0.00","0.00","0.00","22.50","128.00","48.50","16.50","15.00","23.50","11.50","13.00","8.50","6.00","3.50","6.00","0.50","0.00","0.00","303.00"]
[null," 7:01 to  8:00 pm","0.00","0.00","0.00","0.00","0.00","0.00","0.00","18.00","103.50","42.00","15.00","15.50","22.00","15.00","12.50","5.00","5.00","7.00","0.50","0.00","0.00","0.00","261.00"]
[null," 8:01 to  9:00 pm","0.00","0.00","0.00","0.00","0.00","0.00","0.00","3.50","81.00","23.50","0.00","0.00","0.00","0.00","0.00","0.00","0.00","0.00","0.00","0.00","0.00","0.00","108.00"]
[null," 9:01 to 10:00 pm","0.00","0.00","0.00","0.00","0.00","0.00","0.00","0.00","0.00","0.00","0.00","0.00","0.00","0.00","0.00","0.00","0.00","0.00","0.00","0.00","0.00","0.00","0.00"]
[null,"10:01 to 11:00 pm","0.00","0.00","0.00","0.00","0.00","0.00","0.00","0.00","0.00","0.00","0.00","0.00","0.00","0.00","0.00","0.00","0.00","0.00","0.00","0.00","0.00","0.00","0.00"]
[null,"11:01 to 12:00 am","0.00","0.00","0.00","0.00","0.00","0.00","0.00","0.00","0.00","0.00","0.00","0.00","0.00","0.00","0.00","0.00","0.00","0.00","0.00","0.00","0.00","0.00","0.00"]
[null,"Total","0.00","0.00","0.00","0.00","0.00","0.00","0.00","179.50","745.50","366.50","124.50","118.00","169.00","144.50","100.50","62.00","54.50","39.00","29.00","4.50","0.00","0.00","2137.00"]
[]
[]
["Statistics"]
[]
[null,null,"Statistic"]
[null,"Minimum","18.04"]
[null,"Mean minus two standard deviations","16.07"]
[null,"Mean","21.54"]
[null,"Mean plus two standard deviations","27.01"]
[null,"Maximum","30.65"]
[null,"Standard deviation","2.74"]
[]
[]
["----------------------------------------------------------------------------------------------------"]
["REPORT:","ZONE MEAN RADIANT TEMPERATURE [C] [ASSOCIATION - OCCUPATION]"]
["FOR:","0RDC:LCR"]
["Values in table are in hours."]
[]
["Time Bin Results"]
[]
[null,null,"- [hr]","1 [hr]","2 [hr]","3 [hr]","4 [hr]","5 [hr]","6 [hr]","7 [hr]","8 [hr]","9 [hr]","10 [hr]","11 [hr]","12 [hr]","13 [hr]","14 [hr]","15 [hr]","16 [hr]","17 [hr]","18 [hr]","19 [hr]","20 [hr]","- [hr]","- [hr]"]
[null,"Interval Start","less than","12.00<=","13.00<=","14.00<=","15.00<=","16.00<=","17.00<=","18.00<=","19.00<=","20.00<=","21.00<=","22.00<=","23.00<=","24.00<=","25.00<=","26.00<=","27.00<=","28.00<=","29.00<=","30.00<=","31.00<=","equal to or more than","Row"]
[null,"Interval End","12.00","13.00>","14.00>","15.00>","16.00>","17.00>","18.00>","19.00>","20.00>","21.00>","22.00>","23.00>","24.00>","25.00>","26.00>","27.00>","28.00>","29.00>","30.00>","31.00>","32.00>","32.00","Total"]
[null,"January","0.00","0.00","0.00","0.00","0.00","0.00","105.00","74.00","0.00","0.00","0.00","0.00","0.00","0.00","0.00","0.00","0.00","0.00","0.00","0.00","0.00","0.00","179.00"]
[null,"February","0.00","0.00","0.00","0.00","0.00","0.00","42.00","111.50","10.50","0.00","0.00","0.00","0.00","0.00","0.00","0.00","0.00","0.00","0.00","0.00","0.00","0.00","164.00"]
[null,"March","0.00","0.00","0.00","0.00","0.00","0.00","3.50","134.50","45.00","2.00","0.00","0.00","0.00","0.00","0.00","0.00","0.00","0.00","0.00","0.00","0.00","0.00","185.00"]
[null,"April","0.00","0.00","0.00","0.00","0.00","0.00","0.00","33.50","68.50","35.50","33.00","3.50","0.00","0.00","0.00","0.00","0.00","0.00","0.00","0.00","0.00","0.00","174.00"]
[null,"May","0.00","0.00","0.00","0.00","0.00","0.00","0.00","0.00","7.00","53.50","42.00","30.50","31.50","12.00","2.50","0.00","0.00","0.00","0.00","0.00","0.00","0.00","179.00"]
[null,"June","0.00","0.00","0.00","0.00","0.00","0.00","0.00","0.00","0.00","14.00","23.50","15.50","16.50","28.50","39.00","35.50","7.50","0.00","0.00","0.00","0.00","0.00","180.00"]
[null,"July","0.00","0.00","0.00","0.00","0.00","0.00","0.00","0.00","0.00","0.00","0.00","2.00","18.00","20.50","27.00","33.50","42.50","27.50","8.00","0.00","0.00","0.00","179.00"]
[null,"August","0.00","0.00","0.00","0.00","0.00","0.00","0.00","0.00","0.00","0.00","0.00","0.00","0.00","9.00","33.50","58.50","45.50","19.00","16.00","0.50","0.00","0.00","182.00"]
[null,"September","0.00","0.00","0.00","0.00","0.00","0.00","0.00","0.00","4.00","24.50","34.50","30.50","48.50","21.00","10.50","3.50","0.00","0.00","0.00","0.00","0.00","0.00","177.00"]
[null,"October","0.00","0.00","0.00","0.00","0.00","0.00","0.00","46.50","65.00","35.50","18.00","13.00","1.00","0.00","0.00","0.00","0.00","0.00","0.00","0.00","0.00","0.00","179.00"]
[null,"November","0.00","0.00","0.00","0.00","0.00","0.00","24.50","115.50","37.00","0.00","0.00","0.00","0.00","0.00","0.00","0.00","0.00","0.00","0.00","0.00","0.00","0.00","177.00"]
[null,"December","0.00","0.00","0.00","0.00","0.00","0.00","73.00","109.00","0.00","0.00","0.00","0.00","0.00","0.00","0.00","0.00","0.00","0.00","0.00","0.00","0.00","0.00","182.00"]
[null,"12:01 to  1:00 am","0.00","0.00","0.00","0.00","0.00","0.00","0.00","0.00","0.00","0.00","0.00","0.00","0.00","0.00","0.00","0.00","0.00","0.00","0.00","0.00","0.00","0.00","0.00"]
[null," 1:01 to  2:00 am","0.00","0.00","0.00","0.00","0.00","0.00","0.00","0.00","0.00","0.00","0.00","0.00","0.00","0.00","0.00","0.00","0.00","0.00","0.00","0.00","0.00","0.00","0.00"]
[null," 2:01 to  3:00 am","0.00","0.00","0.00","0.00","0.00","0.00","0.00","0.00","0.00","0.00","0.00","0.00","0.00","0.00","0.00","0.00","0.00","0.00","0.00","0.00","0.00","0.00","0.00"]
[null," 3:01 to  4:00 am","0.00","0.00","0.00","0.00","0.00","0.00","0.00","0.00","0.00","0.00","0.00","0.00","0.00","0.00","0.00","0.00","0.00","0.00","0.00","0.00","0.00","0.00","0.00"]
[null," 4:01 to  5:00 am","0.00","0.00","0.00","0.00","0.00","0.00","0.00","0.00","0.00","0.00","0.00","0.00","0.00","0.00","0.00","0.00","0.00","0.00","0.00","0.00","0.00","0.00","0.00"]
[null," 5:01 to  6:00 am","0.00","0.00","0.00","0.00","0.00","0.00","0.00","0.00","0.00","0.00","0.00","0.00","0.00","0.00","0.00","0.00","0.00","0.00","0.00","0.00","0.00","0.00","0.00"]
[null," 6:01 to  7:00 am","0.00","0.00","0.00","0.00","0.00","0.00","0.00","0.00","0.00","0.00","0.00","0.00","0.00","0.00","0.00","0.00","0.00","0.00","0.00","0.00","0.00","0.00","0.00"]
[null," 7:01 to  8:00 am","0.00","0.00","0.00","0.00","0.00","0.00","0.00","0.00","0.00","0.00","0.00","0.00","0.00","0.00","0.00","0.00","0.00","0.00","0.00","0.00","0.00","0.00","0.00"]
[null," 8:01 to  9:00 am","0.00","0.00","0.00","0.00","0.00","0.00","0.00","12.50","9.50","9.50","3.50","5.00","3.00","9.00","8.00","2.00","0.00","0.00","0.00","0.00","0.00","0.00","62.00"]
[null," 9:01 to 10:00 am","0.00","0.00","0.00","0.00","0.00","0.00","32.00","20.50","8.50","11.50","4.00","3.00","4.50","5.00","12.50","2.50","0.00","0.00","0.00","0.00","0.00","0.00","104.00"]
[null,"10:01 to 11:00 am","0.00","0.00","0.00","0.00","0.00","0.00","26.00","23.00","7.00","13.00","6.00","4.00","3.50","5.00","11.00","5.00","0.50","0.00","0.00","0.00","0.00","0.00","104.00"]
[null,"11:01 to 12:00 pm","0.00","0.00","0.00","0.00","0.00","0.00","16.50","24.00","1.50","0.00","0.00","0.00","0.00","0.00","0.00","0.00","0.00","0.00","0.00","0.00","0.00","0.00","42.00"]
[null,"12:01 to  1:00 pm","0.00","0.00","0.00","0.00","0.00","0.00","0.00","0.00","0.00","0.00","0.00","0.00","0.00","0.00","0.00","0.00","0.00","0.00","0.00","0.00","0.00","0.00","0.00"]
[null," 1:01 to  2:00 pm","0.00","0.00","0.00","0.00","0.00","0.00","0.00","3.00","9.00","9.00","9.50","3.50","4.00","4.50","5.00","11.50","3.00","0.00","0.00","0.00","0.00","0.00","62.00"]
[null," 2:01 to  3:00 pm","0.00","0.00","0.00","0.00","0.00","0.00","8.50","25.50","18.00","7.00","11.00","3.00","5.50","3.00","7.00","9.50","5.00","1.00","0.00","0.00","0.00","0.00","104.00"]
[null," 3:01 to  4:00 pm","0.00","0.00","0.00","0.00","0.00","0.00","7.50","32.00","35.00","25.50","29.50","16.50","20.50","16.00","16.50","22.00","23.00","9.50","3.50","0.00","0.00","0.00","257.00"]
[null," 4:01 to  5:00 pm","0.00","0.00","0.00","0.00","0.00","0.00","40.00","93.50","48.50","23.50","27.50","18.50","20.50","16.50","15.00","23.00","20.50","10.50","7.50","0.00","0.00","0.00","365.00"]
[null," 5:01 to  6:00 pm","0.00","0.00","0.00","0.00","0.00","0.00","36.00","109.00","40.50","24.50","25.00","19.50","20.00","14.50","14.50","22.00","21.00","10.50","7.50","0.50","0.00","0.00","365.00"]
[null," 6:01 to  7:00 pm","0.00","0.00","0.00","0.00","0.00","0.00","34.00","113.50","29.00","21.50","17.50","11.00","16.50","8.00","12.50","16.50","10.50","7.50","5.00","0.00","0.00","0.00","303.00"]
[null," 7:01 to  8:00 pm","0.00","0.00","0.00","0.00","0.00","0.00","24.50","89.00","24.50","20.00","17.50","11.00","17.50","9.50","10.50","17.00","12.00","7.50","0.50","0.00","0.00","0.00","261.00"]
[null," 8:01 to  9:00 pm","0.00","0.00","0.00","0.00","0.00","0.00","23.00","79.00","6.00","0.00","0.00","0.00","0.00","0.00","0.00","0.00","0.00","0.00","0.00","0.00","0.00","0.00","108.00"]
[null," 9:01 to 10:00 pm","0.00","0.00","0.00","0.00","0.00","0.00","0.00","0.00","0.00","0.00","0.00","0.00","0.00","0.00","0.00","0.00","0.00","0.00","0.00","0.00","0.00","0.00","0.00"]
[null,"10:01 to 11:00 pm","0.00","0.00","0.00","0.00","0.00","0.00","0.00","0.00","0.00","0.00","0.00","0.00","0.00","0.00","0.00","0.00","0.00","0.00","0.00","0.00","0.00","0.00","0.00"]
[null,"11:01 to 12:00 am","0.00","0.00","0.00","0.00","0.00","0.00","0.00","0.00","0.00","0.00","0.00","0.00","0.00","0.00","0.00","0.00","0.00","0.00","0.00","0.00","0.00","0.00","0.00"]
[null,"Total","0.00","0.00","0.00","0.00","0.00","0.00","248.00","624.50","237.00","165.00","151.00","95.00","115.50","91.00","112.50","131.00","95.50","46.50","24.00","0.50","0.00","0.00","2137.00"]
[]
[]
["Statistics"]
[]
[null,null,"Statistic"]
[null,"Minimum","17.12"]
[null,"Mean minus two standard deviations","14.44"]
[null,"Mean","21.16"]
[null,"Mean plus two standard deviations","27.89"]
[null,"Maximum","30.05"]
[null,"Standard deviation","3.36"]
[]
[]
["----------------------------------------------------------------------------------------------------"]
["REPORT:","ZONE OPERATIVE TEMPERATURE [C] [ASSOCIATION - OCCUPATION]"]
["FOR:","0RDC:LCR"]
["Values in table are in hours."]
[]
["Time Bin Results"]
[]
[null,null,"- [hr]","1 [hr]","2 [hr]","3 [hr]","4 [hr]","5 [hr]","6 [hr]","7 [hr]","8 [hr]","9 [hr]","10 [hr]","11 [hr]","12 [hr]","13 [hr]","14 [hr]","15 [hr]","16 [hr]","17 [hr]","18 [hr]","19 [hr]","20 [hr]","- [hr]","- [hr]"]
[null,"Interval Start","less than","12.00<=","13.00<=","14.00<=","15.00<=","16.00<=","17.00<=","18.00<=","19.00<=","20.00<=","21.00<=","22.00<=","23.00<=","24.00<=","25.00<=","26.00<=","27.00<=","28.00<=","29.00<=","30.00<=","31.00<=","equal to or more than","Row"]
[null,"Interval End","12.00","13.00>","14.00>","15.00>","16.00>","17.00>","18.00>","19.00>","20.00>","21.00>","22.00>","23.00>","24.00>","25.00>","26.00>","27.00>","28.00>","29.00>","30.00>","31.00>","32.00>","32.00","Total"]
[null,"January","0.00","0.00","0.00","0.00","0.00","0.00","0.00","0.00","179.00","0.00","0.00","0.00","0.00","0.00","0.00","0.00","0.00","0.00","0.00","0.00","0.00","0.00","179.00"]
[null,"February","0.00","0.00","0.00","0.00","0.00","0.00","0.00","0.00","164.00","0.00","0.00","0.00","0.00","0.00","0.00","0.00","0.00","0.00","0.00","0.00","0.00","0.00","164.00"]
[null,"March","0.00","0.00","0.00","0.00","0.00","0.00","0.00","0.50","183.00","1.50","0.00","0.00","0.00","0.00","0.00","0.00","0.00","0.00","0.00","0.00","0.00","0.00","185.00"]
[null,"April","0.00","0.00","0.00","0.00","0.00","0.00","0.00","0.50","110.00","30.00","22.00","11.00","0.50","0.00","0.00","0.00","0.00","0.00","0.00","0.00","0.00","0.00","174.00"]
[null,"May","0.00","0.00","0.00","0.00","0.00","0.00","0.00","0.00","19.50","34.50","49.00","31.00","27.50","13.00","3.00","1.50","0.00","0.00","0.00","0.00","0.00","0.00","179.00"]
[null,"June","0.00","0.00","0.00","0.00","0.00","0.00","0.00","0.00","1.00","20.00","19.00","17.00","21.50","38.00","40.00","20.50","3.00","0.00","0.00","0.00","0.00","0.00","180.00"]
[null,"July","0.00","0.00","0.00","0.00","0.00","0.00","0.00","0.00","0.00","0.00","0.00","3.00","23.00","30.50","27.00","32.50","30.50","24.00","8.50","0.00","0.00","0.00","179.00"]
[null,"August","0.00","0.00","0.00","0.00","0.00","0.00","0.00","0.00","0.00","0.00","0.00","0.00","0.50","34.00","42.00","38.50","26.50","27.50","11.00","2.00","0.00","0.00","182.00"]
[null,"September","0.00","0.00","0.00","0.00","0.00","0.00","0.00","0.00","10.50","22.50","34.00","28.50","50.00","20.50","6.50","3.50","1.00","0.00","0.00","0.00","0.00","0.00","177.00"]
[null,"October","0.00","0.00","0.00","0.00","0.00","0.00","0.00","0.00","125.00","19.50","15.00","16.50","3.00","0.00","0.00","0.00","0.00","0.00","0.00","0.00","0.00","0.00","179.00"]
[null,"November","0.00","0.00","0.00","0.00","0.00","0.00","0.00","0.00","177.00","0.00","0.00","0.00","0.00","0.00","0.00","0.00","0.00","0.00","0.00","0.00","0.00","0.00","177.00"]
[null,"December","0.00","0.00","0.00","0.00","0.00","0.00","0.00","0.00","182.00","0.00","0.00","0.00","0.00","0.00","0.00","0.00","0.00","0.00","0.00","0.00","0.00","0.00","182.00"]
[null,"12:01 to  1:00 am","0.00","0.00","0.00","0.00","0.00","0.00","0.00","0.00","0.00","0.00","0.00","0.00","0.00","0.00","0.00","0.00","0.00","0.00","0.00","0.00","0.00","0.00","0.00"]
[null," 1:01 to  2:00 am","0.00","0.00","0.00","0.00","0.00","0.00","0.00","0.00","0.00","0.00","0.00","0.00","0.00","0.00","0.00","0.00","0.00","0.00","0.00","0.00","0.00","0.00","0.00"]
[null," 2:01 to  3:00 am","0.00","0.00","0.00","0.00","0.00","0.00","0.00","0.00","0.00","0.00","0.00","0.00","0.00","0.00","0.00","0.00","0.00","0.00","0.00","0.00","0.00","0.00","0.00"]
[null," 3:01 to  4:00 am","0.00","0.00","0.00","0.00","0.00","0.00","0.00","0.00","0.00","0.00","0.00","0.00","0.00","0.00","0.00","0.00","0.00","0.00","0.00","0.00","0.00","0.00","0.00"]
[null," 4:01 to  5:00 am","0.00","0.00","0.00","0.00","0.00","0.00","0.00","0.00","0.00","0.00","0.00","0.00","0.00","0.00","0.00","0.00","0.00","0.00","0.00","0.00","0.00","0.00","0.00"]
[null," 5:01 to  6:00 am","0.00","0.00","0.00","0.00","0.00","0.00","0.00","0.00","0.00","0.00","0.00","0.00","0.00","0.00","0.00","0.00","0.00","0.00","0.00","0.00","0.00","0.00","0.00"]
[null," 6:01 to  7:00 am","0.00","0.00","0.00","0.00","0.00","0.00","0.00","0.00","0.00","0.00","0.00","0.00","0.00","0.00","0.00","0.00","0.00","0.00","0.00","0.00","0.00","0.00","0.00"]
[null," 7:01 to  8:00 am","0.00","0.00","0.00","0.00","0.00","0.00","0.00","0.00","0.00","0.00","0.00","0.00","0.00","0.00","0.00","0.00","0.00","0.00","0.00","0.00","0.00","0.00","0.00"]
[null," 8:01 to  9:00 am","0.00","0.00","0.00","0.00","0.00","0.00","0.00","0.00","25.50","8.50","2.50","5.50","4.50","13.00","2.50","0.00","0.00","0.00","0.00","0.00","0.00","0.00","62.00"]
[null," 9:01 to 10:00 am","0.00","0.00","0.00","0.00","0.00","0.00","0.00","0.00","65.00","7.00","5.50","2.50","6.00","13.50","4.00","0.50","0.00","0.00","0.00","0.00","0.00","0.00","104.00"]
[null,"10:01 to 11:00 am","0.00","0.00","0.00","0.00","0.00","0.00","0.00","0.00","61.00","8.00","5.00","5.00","6.00","9.50","7.50","2.00","0.00","0.00","0.00","0.00","0.00","0.00","104.00"]
[null,"11:01 to 12:00 pm","0.00","0.00","0.00","0.00","0.00","0.00","0.00","0.00","42.00","0.00","0.00","0.00","0.00","0.00","0.00","0.00","0.00","0.00","0.00","0.00","0.00","0.00","42.00"]
[null,"12:01 to  1:00 pm","0.00","0.00","0.00","0.00","0.00","0.00","0.00","0.00","0.00","0.00","0.00","0.00","0.00","0.00","0.00","0.00","0.00","0.00","0.00","0.00","0.00","0.00","0.00"]
[null," 1:01 to  2:00 pm","0.00","0.00","0.00","0.00","0.00","0.00","0.00","0.00","14.50","6.00","9.00","3.00","5.50","7.50","5.50","9.00","2.00","0.00","0.00","0.00","0.00","0.00","62.00"]
[null," 2:01 to  3:00 pm","0.00","0.00","0.00","0.00","0.00","0.00","0.00","0.00","54.50","4.50","7.50","6.50","6.00","4.50","8.50","6.50","3.50","2.00","0.00","0.00","0.00","0.00","104.00"]
[null," 3:01 to  4:00 pm","0.00","0.00","0.00","0.00","0.00","0.00","0.00","0.00","79.50","21.50","25.00","20.50","18.00","24.00","21.50","18.00","11.50","14.00","3.50","0.00","0.00","0.00","257.00"]
[null," 4:01 to  5:00 pm","0.00","0.00","0.00","0.00","0.00","0.00","0.00","0.00","185.50","20.00","25.50","21.00","21.00","20.50","20.00","19.00","14.50","10.50","6.50","1.00","0.00","0.00","365.00"]
[null," 5:01 to  6:00 pm","0.00","0.00","0.00","0.00","0.00","0.00","0.00","0.50","189.00","19.00","25.50","19.50","23.00","18.00","21.00","18.00","15.00","10.00","5.50","1.00","0.00","0.00","365.00"]
[null," 6:01 to  7:00 pm","0.00","0.00","0.00","0.00","0.00","0.00","0.00","0.50","183.00","15.50","16.50","13.00","18.00","12.50","11.00","14.00","7.00","8.50","3.50","0.00","0.00","0.00","303.00"]
[null," 7:01 to  8:00 pm","0.00","0.00","0.00","0.00","0.00","0.00","0.00","0.00","143.50","18.00","17.00","10.50","18.00","13.00","17.00","9.50","7.50","6.50","0.50","0.00","0.00","0.00","261.00"]
[null," 8:01 to  9:00 pm","0.00","0.00","0.00","0.00","0.00","0.00","0.00","0.00","108.00","0.00","0.00","0.00","0.00","0.00","0.00","0.00","0.00","0.00","0.00","0.00","0.00","0.00","108.00"]
[null," 9:01 to 10:00 pm","0.00","0.00","0.00","0.00","0.00","0.00","0.00","0.00","0.00","0.00","0.00","0.00","0.00","0.00","0.00","0.00","0.00","0.00","0.00","0.00","0.00","0.00","0.00"]
[null,"10:01 to 11:00 pm","0.00","0.00","0.00","0.00","0.00","0.00","0.00","0.00","0.00","0.00","0.00","0.00","0.00","0.00","0.00","0.00","0.00","0.00","0.00","0.00","0.00","0.00","0.00"]
[null,"11:01 to 12:00 am","0.00","0.00","0.00","0.00","0.00","0.00","0.00","0.00","0.00","0.00","0.00","0.00","0.00","0.00","0.00","0.00","0.00","0.00","0.00","0.00","0.00","0.00","0.00"]
[null,"Total","0.00","0.00","0.00","0.00","0.00","0.00","0.00","1.00","1151.00","128.00","139.00","107.00","126.00","136.00","118.50","96.50","61.00","51.50","19.50","2.00","0.00","0.00","2137.00"]
[]
[]
["Statistics"]
[]
[null,null,"Statistic"]
[null,"Minimum","18.99"]
[null,"Mean minus two standard deviations","15.36"]
[null,"Mean","21.35"]
[null,"Mean plus two standard deviations","27.35"]
[null,"Maximum","30.32"]
[null,"Standard deviation","3.00"]
[]
[]
["----------------------------------------------------------------------------------------------------"]
["REPORT:","ZONE MEAN AIR TEMPERATURE [C] [RT2012 BATIMENT à USAGE D'HABITATION - LOGEMENT COLLECTIF - OCCUPATION]"]
["FOR:","0RDC:ESCALIER"]
["Values in table are in hours."]
[]
["Time Bin Results"]
[]
[null,null,"- [hr]","1 [hr]","2 [hr]","3 [hr]","4 [hr]","5 [hr]","6 [hr]","7 [hr]","8 [hr]","9 [hr]","10 [hr]","11 [hr]","12 [hr]","13 [hr]","14 [hr]","15 [hr]","16 [hr]","17 [hr]","18 [hr]","19 [hr]","20 [hr]","- [hr]","- [hr]"]
[null,"Interval Start","less than","12.00<=","13.00<=","14.00<=","15.00<=","16.00<=","17.00<=","18.00<=","19.00<=","20.00<=","21.00<=","22.00<=","23.00<=","24.00<=","25.00<=","26.00<=","27.00<=","28.00<=","29.00<=","30.00<=","31.00<=","equal to or more than","Row"]
[null,"Interval End","12.00","13.00>","14.00>","15.00>","16.00>","17.00>","18.00>","19.00>","20.00>","21.00>","22.00>","23.00>","24.00>","25.00>","26.00>","27.00>","28.00>","29.00>","30.00>","31.00>","32.00>","32.00","Total"]
[null,"January","0.00","0.00","0.00","0.00","80.50","392.50","89.00","0.00","0.00","0.00","0.00","0.00","0.00","0.00","0.00","0.00","0.00","0.00","0.00","0.00","0.00","0.00","562.00"]
[null,"February","0.00","0.00","0.00","0.00","0.00","483.50","28.50","0.00","0.00","0.00","0.00","0.00","0.00","0.00","0.00","0.00","0.00","0.00","0.00","0.00","0.00","0.00","512.00"]
[null,"March","0.00","0.00","0.00","0.00","0.00","149.50","421.00","4.50","0.00","0.00","0.00","0.00","0.00","0.00","0.00","0.00","0.00","0.00","0.00","0.00","0.00","0.00","575.00"]
[null,"April","0.00","0.00","0.00","0.00","0.00","14.50","217.00","184.00","126.50","0.00","0.00","0.00","0.00","0.00","0.00","0.00","0.00","0.00","0.00","0.00","0.00","0.00","542.00"]
[null,"May","0.00","0.00","0.00","0.00","0.00","0.00","0.00","68.50","219.50","123.50","105.50","45.00","0.00","0.00","0.00","0.00","0.00","0.00","0.00","0.00","0.00","0.00","562.00"]
[null,"June","0.00","0.00","0.00","0.00","0.00","0.00","0.00","0.00","48.00","120.50","23.50","105.50","192.00","70.50","0.00","0.00","0.00","0.00","0.00","0.00","0.00","0.00","560.00"]
[null,"July","0.00","0.00","0.00","0.00","0.00","0.00","0.00","0.00","0.00","0.00","0.00","76.00","81.50","185.50","198.00","21.00","0.00","0.00","0.00","0.00","0.00","0.00","562.00"]
[null,"August","0.00","0.00","0.00","0.00","0.00","0.00","0.00","0.00","0.00","0.00","0.00","0.00","40.00","181.50","273.00","71.50","0.00","0.00","0.00","0.00","0.00","0.00","566.00"]
[null,"September","0.00","0.00","0.00","0.00","0.00","0.00","0.00","0.00","83.50","139.50","111.00","137.50","54.50","25.00","0.00","0.00","0.00","0.00","0.00","0.00","0.00","0.00","551.00"]
[null,"October","0.00","0.00","0.00","0.00","0.00","0.00","108.50","266.50","107.50","79.50","0.00","0.00","0.00","0.00","0.00","0.00","0.00","0.00","0.00","0.00","0.00","0.00","562.00"]
[null,"November","0.00","0.00","0.00","0.00","0.00","218.00","291.50","41.50","0.00","0.00","0.00","0.00","0.00","0.00","0.00","0.00","0.00","0.00","0.00","0.00","0.00","0.00","551.00"]
[null,"December","0.00","0.00","0.00","0.00","32.50","434.00","99.50","0.00","0.00","0.00","0.00","0.00","0.00","0.00","0.00","0.00","0.00","0.00","0.00","0.00","0.00","0.00","566.00"]
[null,"12:01 to  1:00 am","0.00","0.00","0.00","0.00","2.00","87.00","78.50","29.50","34.50","24.50","15.00","18.00","21.50","22.00","28.00","4.50","0.00","0.00","0.00","0.00","0.00","0.00","365.00"]
[null," 1:01 to  2:00 am","0.00","0.00","0.00","0.00","2.50","91.50","74.50","31.50","33.50","22.50","15.00","18.50","21.00","27.50","23.00","4.00","0.00","0.00","0.00","0.00","0.00","0.00","365.00"]
[null," 2:01 to  3:00 am","0.00","0.00","0.00","0.00","3.00","96.50","70.50","32.50","32.00","22.50","14.00","19.50","21.00","33.00","17.50","3.00","0.00","0.00","0.00","0.00","0.00","0.00","365.00"]
[null," 3:01 to  4:00 am","0.00","0.00","0.00","0.00","6.50","97.50","68.50","32.00","31.00","22.00","13.50","20.00","23.00","33.00","16.00","2.00","0.00","0.00","0.00","0.00","0.00","0.00","365.00"]
[null," 4:01 to  5:00 am","0.00","0.00","0.00","0.00","11.00","101.50","61.50","33.50","29.50","21.50","13.00","20.50","24.50","31.50","15.50","1.50","0.00","0.00","0.00","0.00","0.00","0.00","365.00"]
[null," 5:01 to  6:00 am","0.00","0.00","0.00","0.00","12.00","105.50","59.00","31.50","29.50","24.00","10.50","22.50","23.00","31.00","15.50","1.00","0.00","0.00","0.00","0.00","0.00","0.00","365.00"]
[null," 6:01 to  7:00 am","0.00","0.00","0.00","0.00","12.00","107.00","59.00","31.00","28.00","23.00","12.00","21.00","24.50","31.00","15.50","1.00","0.00","0.00","0.00","0.00","0.00","0.00","365.00"]
[null," 7:01 to  8:00 am","0.00","0.00","0.00","0.00","12.00","108.50","56.00","30.00","28.50","22.50","14.50","20.00","24.00","31.00","16.50","1.50","0.00","0.00","0.00","0.00","0.00","0.00","365.00"]
[null," 8:01 to  9:00 am","0.00","0.00","0.00","0.00","12.50","104.00","43.50","14.50","13.50","11.00","4.00","8.00","9.00","16.00","7.00","0.00","0.00","0.00","0.00","0.00","0.00","0.00","243.00"]
[null," 9:01 to 10:00 am","0.00","0.00","0.00","0.00","5.00","44.50","19.50","8.50","12.00","7.50","2.00","5.00","5.00","12.50","3.00","0.50","0.00","0.00","0.00","0.00","0.00","0.00","125.00"]
[null,"10:01 to 11:00 am","0.00","0.00","0.00","0.00","4.00","28.00","16.00","8.00","12.00","7.50","1.50","6.00","5.00","11.00","4.00","1.00","0.00","0.00","0.00","0.00","0.00","0.00","104.00"]
[null,"11:01 to 12:00 pm","0.00","0.00","0.00","0.00","4.00","27.50","15.50","9.00","12.00","7.00","2.00","5.50","5.00","7.00","7.50","2.00","0.00","0.00","0.00","0.00","0.00","0.00","104.00"]
[null,"12:01 to  1:00 pm","0.00","0.00","0.00","0.00","2.00","28.00","16.00","9.00","11.00","8.00","3.00","5.00","5.00","6.00","9.00","2.00","0.00","0.00","0.00","0.00","0.00","0.00","104.00"]
[null," 1:01 to  2:00 pm","0.00","0.00","0.00","0.00","2.00","27.00","18.00","14.50","13.50","11.50","6.50","8.00","8.00","8.00","14.00","4.00","0.00","0.00","0.00","0.00","0.00","0.00","135.00"]
[null," 2:01 to  3:00 pm","0.00","0.00","0.00","0.00","2.00","38.50","27.00","14.00","13.00","12.50","7.00","8.00","8.00","8.00","14.00","4.00","0.00","0.00","0.00","0.00","0.00","0.00","156.00"]
[null," 3:01 to  4:00 pm","0.00","0.00","0.00","0.00","2.00","34.50","30.50","14.50","11.50","14.00","6.00","9.00","8.00","7.00","15.00","4.00","0.00","0.00","0.00","0.00","0.00","0.00","156.00"]
[null," 4:01 to  5:00 pm","0.00","0.00","0.00","0.00","2.00","33.50","31.50","13.50","12.50","14.00","6.00","9.00","7.00","8.00","15.00","4.00","0.00","0.00","0.00","0.00","0.00","0.00","156.00"]
[null," 5:01 to  6:00 pm","0.00","0.00","0.00","0.00","2.00","34.00","40.00","27.50","30.50","29.50","13.50","19.00","16.00","20.50","35.50","10.00","0.00","0.00","0.00","0.00","0.00","0.00","278.00"]
[null," 6:01 to  7:00 pm","0.00","0.00","0.00","0.00","2.50","82.00","77.00","29.50","34.00","26.00","13.00","20.00","16.00","20.00","36.00","9.00","0.00","0.00","0.00","0.00","0.00","0.00","365.00"]
[null," 7:01 to  8:00 pm","0.00","0.00","0.00","0.00","2.50","82.50","77.50","30.00","32.50","26.50","13.50","19.50","18.00","17.50","37.50","7.50","0.00","0.00","0.00","0.00","0.00","0.00","365.00"]
[null," 8:01 to  9:00 pm","0.00","0.00","0.00","0.00","2.00","83.00","78.50","30.00","32.00","27.50","12.50","20.50","19.00","19.00","34.00","7.00","0.00","0.00","0.00","0.00","0.00","0.00","365.00"]
[null," 9:01 to 10:00 pm","0.00","0.00","0.00","0.00","2.50","83.50","78.50","30.50","31.00","27.00","14.00","20.50","18.50","20.50","31.50","7.00","0.00","0.00","0.00","0.00","0.00","0.00","365.00"]
[null,"10:01 to 11:00 pm","0.00","0.00","0.00","0.00","2.50","83.00","79.50","30.00","33.50","25.50","14.00","21.00","18.00","21.00","30.50","6.50","0.00","0.00","0.00","0.00","0.00","0.00","365.00"]
[null,"11:01 to 12:00 am","0.00","0.00","0.00","0.00","2.50","83.50","79.00","30.50","34.00","25.50","14.00","20.00","20.00","20.50","30.00","5.50","0.00","0.00","0.00","0.00","0.00","0.00","365.00"]
[null,"Total","0.00","0.00","0.00","0.00","113.00","1692.00","1255.00","565.00","585.00","463.00","240.00","364.00","368.00","462.50","471.00","92.50","0.00","0.00","0.00","0.00","0.00","0.00","6671.00"]
[]
[]
["Statistics"]
[]
[null,null,"Statistic"]
[null,"Minimum","15.48"]
[null,"Mean minus two standard deviations","13.35"]
[null,"Mean","19.61"]
[null,"Mean plus two standard deviations","25.87"]
[null,"Maximum","26.91"]
[null,"Standard deviation","3.13"]
[]
[]
["----------------------------------------------------------------------------------------------------"]
["REPORT:","ZONE MEAN RADIANT TEMPERATURE [C] [RT2012 BATIMENT à USAGE D'HABITATION - LOGEMENT COLLECTIF - OCCUPATION]"]
["FOR:","0RDC:ESCALIER"]
["Values in table are in hours."]
[]
["Time Bin Results"]
[]
[null,null,"- [hr]","1 [hr]","2 [hr]","3 [hr]","4 [hr]","5 [hr]","6 [hr]","7 [hr]","8 [hr]","9 [hr]","10 [hr]","11 [hr]","12 [hr]","13 [hr]","14 [hr]","15 [hr]","16 [hr]","17 [hr]","18 [hr]","19 [hr]","20 [hr]","- [hr]","- [hr]"]
[null,"Interval Start","less than","12.00<=","13.00<=","14.00<=","15.00<=","16.00<=","17.00<=","18.00<=","19.00<=","20.00<=","21.00<=","22.00<=","23.00<=","24.00<=","25.00<=","26.00<=","27.00<=","28.00<=","29.00<=","30.00<=","31.00<=","equal to or more than","Row"]
[null,"Interval End","12.00","13.00>","14.00>","15.00>","16.00>","17.00>","18.00>","19.00>","20.00>","21.00>","22.00>","23.00>","24.00>","25.00>","26.00>","27.00>","28.00>","29.00>","30.00>","31.00>","32.00>","32.00","Total"]
[null,"January","0.00","0.00","0.00","0.00","0.00","196.00","366.00","0.00","0.00","0.00","0.00","0.00","0.00","0.00","0.00","0.00","0.00","0.00","0.00","0.00","0.00","0.00","562.00"]
[null,"February","0.00","0.00","0.00","0.00","0.00","37.00","475.00","0.00","0.00","0.00","0.00","0.00","0.00","0.00","0.00","0.00","0.00","0.00","0.00","0.00","0.00","0.00","512.00"]
[null,"March","0.00","0.00","0.00","0.00","0.00","9.00","389.00","177.00","0.00","0.00","0.00","0.00","0.00","0.00","0.00","0.00","0.00","0.00","0.00","0.00","0.00","0.00","575.00"]
[null,"April","0.00","0.00","0.00","0.00","0.00","0.00","76.00","243.00","216.50","6.50","0.00","0.00","0.00","0.00","0.00","0.00","0.00","0.00","0.00","0.00","0.00","0.00","542.00"]
[null,"May","0.00","0.00","0.00","0.00","0.00","0.00","0.00","13.50","211.50","150.00","102.50","78.50","6.00","0.00","0.00","0.00","0.00","0.00","0.00","0.00","0.00","0.00","562.00"]
[null,"June","0.00","0.00","0.00","0.00","0.00","0.00","0.00","0.00","5.50","159.50","19.00","62.50","171.50","142.00","0.00","0.00","0.00","0.00","0.00","0.00","0.00","0.00","560.00"]
[null,"July","0.00","0.00","0.00","0.00","0.00","0.00","0.00","0.00","0.00","0.00","0.00","40.50","86.00","126.50","256.00","53.00","0.00","0.00","0.00","0.00","0.00","0.00","562.00"]
[null,"August","0.00","0.00","0.00","0.00","0.00","0.00","0.00","0.00","0.00","0.00","0.00","0.00","4.50","81.00","371.00","105.50","4.00","0.00","0.00","0.00","0.00","0.00","566.00"]
[null,"September","0.00","0.00","0.00","0.00","0.00","0.00","0.00","0.00","17.00","120.50","148.00","161.50","57.00","47.00","0.00","0.00","0.00","0.00","0.00","0.00","0.00","0.00","551.00"]
[null,"October","0.00","0.00","0.00","0.00","0.00","0.00","1.50","302.00","133.00","110.50","15.00","0.00","0.00","0.00","0.00","0.00","0.00","0.00","0.00","0.00","0.00","0.00","562.00"]
[null,"November","0.00","0.00","0.00","0.00","0.00","0.00","377.50","173.50","0.00","0.00","0.00","0.00","0.00","0.00","0.00","0.00","0.00","0.00","0.00","0.00","0.00","0.00","551.00"]
[null,"December","0.00","0.00","0.00","0.00","0.00","103.50","462.50","0.00","0.00","0.00","0.00","0.00","0.00","0.00","0.00","0.00","0.00","0.00","0.00","0.00","0.00","0.00","566.00"]
[null,"12:01 to  1:00 am","0.00","0.00","0.00","0.00","0.00","11.00","121.50","51.50","33.00","30.00","16.00","19.00","16.00","23.00","34.00","10.00","0.00","0.00","0.00","0.00","0.00","0.00","365.00"]
[null," 1:01 to  2:00 am","0.00","0.00","0.00","0.00","0.00","11.50","123.50","51.00","32.00","29.00","17.00","18.50","16.50","22.00","35.00","9.00","0.00","0.00","0.00","0.00","0.00","0.00","365.00"]
[null," 2:01 to  3:00 am","0.00","0.00","0.00","0.00","0.00","16.00","120.00","51.00","31.50","29.00","16.50","20.00","18.00","20.50","34.50","8.00","0.00","0.00","0.00","0.00","0.00","0.00","365.00"]
[null," 3:01 to  4:00 am","0.00","0.00","0.00","0.00","0.00","19.50","121.50","46.50","32.50","29.00","15.00","21.00","19.50","20.00","32.50","8.00","0.00","0.00","0.00","0.00","0.00","0.00","365.00"]
[null," 4:01 to  5:00 am","0.00","0.00","0.00","0.00","0.00","23.50","119.00","47.00","32.00","28.00","16.00","19.50","21.50","19.00","32.50","7.00","0.00","0.00","0.00","0.00","0.00","0.00","365.00"]
[null," 5:01 to  6:00 am","0.00","0.00","0.00","0.00","0.00","24.50","123.50","43.50","30.50","29.00","15.00","19.00","21.00","20.00","33.00","6.00","0.00","0.00","0.00","0.00","0.00","0.00","365.00"]
[null," 6:01 to  7:00 am","0.00","0.00","0.00","0.00","0.00","26.50","124.50","41.00","31.00","28.00","14.50","20.50","19.00","21.00","33.00","6.00","0.00","0.00","0.00","0.00","0.00","0.00","365.00"]
[null," 7:01 to  8:00 am","0.00","0.00","0.00","0.00","0.00","30.00","121.50","39.50","33.50","26.50","14.00","21.00","19.00","21.00","32.50","6.50","0.00","0.00","0.00","0.00","0.00","0.00","365.00"]
[null," 8:01 to  9:00 am","0.00","0.00","0.00","0.00","0.00","30.00","115.00","25.00","13.00","12.00","5.00","9.00","9.00","8.50","12.50","4.00","0.00","0.00","0.00","0.00","0.00","0.00","243.00"]
[null," 9:01 to 10:00 am","0.00","0.00","0.00","0.00","0.00","11.00","52.00","12.00","11.00","7.50","4.50","5.00","5.00","5.50","9.50","2.00","0.00","0.00","0.00","0.00","0.00","0.00","125.00"]
[null,"10:01 to 11:00 am","0.00","0.00","0.00","0.00","0.00","8.00","33.00","12.00","11.50","7.50","5.00","5.00","5.00","4.00","11.00","2.00","0.00","0.00","0.00","0.00","0.00","0.00","104.00"]
[null,"11:01 to 12:00 pm","0.00","0.00","0.00","0.00","0.00","6.00","35.00","12.00","10.50","8.50","5.00","4.50","4.50","5.00","11.00","2.00","0.00","0.00","0.00","0.00","0.00","0.00","104.00"]
[null,"12:01 to  1:00 pm","0.00","0.00","0.00","0.00","0.00","6.00","33.00","13.00","10.00","10.00","5.00","4.00","5.00","5.00","11.00","2.00","0.00","0.00","0.00","0.00","0.00","0.00","104.00"]
[null," 1:01 to  2:00 pm","0.00","0.00","0.00","0.00","0.00","6.00","30.00","21.50","13.00","15.50","5.50","8.00","8.50","7.00","16.00","4.00","0.00","0.00","0.00","0.00","0.00","0.00","135.00"]
[null," 2:01 to  3:00 pm","0.00","0.00","0.00","0.00","0.00","9.00","44.00","25.00","13.00","15.00","6.00","8.00","7.00","9.00","16.00","4.00","0.00","0.00","0.00","0.00","0.00","0.00","156.00"]
[null," 3:01 to  4:00 pm","0.00","0.00","0.00","0.00","0.00","8.50","44.00","25.50","12.00","16.00","6.00","8.00","7.00","9.00","16.00","4.00","0.00","0.00","0.00","0.00","0.00","0.00","156.00"]
[null," 4:01 to  5:00 pm","0.00","0.00","0.00","0.00","0.00","8.00","44.50","25.50","11.50","16.50","6.00","8.00","7.00","9.00","16.00","4.00","0.00","0.00","0.00","0.00","0.00","0.00","156.00"]
[null," 5:01 to  6:00 pm","0.00","0.00","0.00","0.00","0.00","7.50","46.00","43.50","28.00","32.00","16.00","18.00","18.00","24.00","33.00","11.00","1.00","0.00","0.00","0.00","0.00","0.00","278.00"]
[null," 6:01 to  7:00 pm","0.00","0.00","0.00","0.00","0.00","16.00","112.50","55.50","30.00","32.00","14.50","17.50","17.50","24.50","33.50","10.50","1.00","0.00","0.00","0.00","0.00","0.00","365.00"]
[null," 7:01 to  8:00 pm","0.00","0.00","0.00","0.00","0.00","15.00","114.00","54.50","31.50","31.00","16.00","16.00","17.50","24.50","34.50","9.50","1.00","0.00","0.00","0.00","0.00","0.00","365.00"]
[null," 8:01 to  9:00 pm","0.00","0.00","0.00","0.00","0.00","14.00","115.00","54.00","33.00","30.00","16.00","16.50","17.50","24.00","35.00","9.00","1.00","0.00","0.00","0.00","0.00","0.00","365.00"]
[null," 9:01 to 10:00 pm","0.00","0.00","0.00","0.00","0.00","14.00","117.00","52.50","33.50","28.50","16.50","18.00","16.00","24.00","35.00","10.00","0.00","0.00","0.00","0.00","0.00","0.00","365.00"]
[null,"10:01 to 11:00 pm","0.00","0.00","0.00","0.00","0.00","12.00","118.50","53.50","33.00","28.00","17.00","19.00","15.00","24.00","35.00","10.00","0.00","0.00","0.00","0.00","0.00","0.00","365.00"]
[null,"11:01 to 12:00 am","0.00","0.00","0.00","0.00","0.00","12.00","119.00","53.00","33.00","28.50","16.50","20.00","15.00","23.00","35.00","10.00","0.00","0.00","0.00","0.00","0.00","0.00","365.00"]
[null,"Total","0.00","0.00","0.00","0.00","0.00","345.50","2147.50","909.00","583.50","547.00","284.50","343.00","325.00","396.50","627.00","158.50","4.00","0.00","0.00","0.00","0.00","0.00","6671.00"]
[]
[]
["Statistics"]
[]
[null,null,"Statistic"]
[null,"Minimum","16.41"]
[null,"Mean minus two standard deviations","14.07"]
[null,"Mean","20.10"]
[null,"Mean plus two standard deviations","26.12"]
[null,"Maximum","27.04"]
[null,"Standard deviation","3.01"]
[]
[]
["----------------------------------------------------------------------------------------------------"]
["REPORT:","ZONE OPERATIVE TEMPERATURE [C] [RT2012 BATIMENT à USAGE D'HABITATION - LOGEMENT COLLECTIF - OCCUPATION]"]
["FOR:","0RDC:ESCALIER"]
["Values in table are in hours."]
[]
["Time Bin Results"]
[]
[null,null,"- [hr]","1 [hr]","2 [hr]","3 [hr]","4 [hr]","5 [hr]","6 [hr]","7 [hr]","8 [hr]","9 [hr]","10 [hr]","11 [hr]","12 [hr]","13 [hr]","14 [hr]","15 [hr]","16 [hr]","17 [hr]","18 [hr]","19 [hr]","20 [hr]","- [hr]","- [hr]"]
[null,"Interval Start","less than","12.00<=","13.00<=","14.00<=","15.00<=","16.00<=","17.00<=","18.00<=","19.00<=","20.00<=","21.00<=","22.00<=","23.00<=","24.00<=","25.00<=","26.00<=","27.00<=","28.00<=","29.00<=","30.00<=","31.00<=","equal to or more than","Row"]
[null,"Interval End","12.00","13.00>","14.00>","15.00>","16.00>","17.00>","18.00>","19.00>","20.00>","21.00>","22.00>","23.00>","24.00>","25.00>","26.00>","27.00>","28.00>","29.00>","30.00>","31.00>","32.00>","32.00","Total"]
[null,"January","0.00","0.00","0.00","0.00","5.00","359.50","197.50","0.00","0.00","0.00","0.00","0.00","0.00","0.00","0.00","0.00","0.00","0.00","0.00","0.00","0.00","0.00","562.00"]
[null,"February","0.00","0.00","0.00","0.00","0.00","207.50","304.50","0.00","0.00","0.00","0.00","0.00","0.00","0.00","0.00","0.00","0.00","0.00","0.00","0.00","0.00","0.00","512.00"]
[null,"March","0.00","0.00","0.00","0.00","0.00","54.50","502.50","18.00","0.00","0.00","0.00","0.00","0.00","0.00","0.00","0.00","0.00","0.00","0.00","0.00","0.00","0.00","575.00"]
[null,"April","0.00","0.00","0.00","0.00","0.00","0.00","166.50","204.50","171.00","0.00","0.00","0.00","0.00","0.00","0.00","0.00","0.00","0.00","0.00","0.00","0.00","0.00","542.00"]
[null,"May","0.00","0.00","0.00","0.00","0.00","0.00","0.00","28.50","233.50","132.50","104.50","61.00","2.00","0.00","0.00","0.00","0.00","0.00","0.00","0.00","0.00","0.00","562.00"]
[null,"June","0.00","0.00","0.00","0.00","0.00","0.00","0.00","0.00","21.00","145.00","21.00","88.00","183.00","102.00","0.00","0.00","0.00","0.00","0.00","0.00","0.00","0.00","560.00"]
[null,"July","0.00","0.00","0.00","0.00","0.00","0.00","0.00","0.00","0.00","0.00","0.00","60.00","80.00","144.00","244.50","33.50","0.00","0.00","0.00","0.00","0.00","0.00","562.00"]
[null,"August","0.00","0.00","0.00","0.00","0.00","0.00","0.00","0.00","0.00","0.00","0.00","0.00","26.00","114.00","330.00","96.00","0.00","0.00","0.00","0.00","0.00","0.00","566.00"]
[null,"September","0.00","0.00","0.00","0.00","0.00","0.00","0.00","0.00","54.50","122.00","137.00","148.00","51.00","38.50","0.00","0.00","0.00","0.00","0.00","0.00","0.00","0.00","551.00"]
[null,"October","0.00","0.00","0.00","0.00","0.00","0.00","35.00","304.50","120.50","100.00","2.00","0.00","0.00","0.00","0.00","0.00","0.00","0.00","0.00","0.00","0.00","0.00","562.00"]
[null,"November","0.00","0.00","0.00","0.00","0.00","84.50","377.50","89.00","0.00","0.00","0.00","0.00","0.00","0.00","0.00","0.00","0.00","0.00","0.00","0.00","0.00","0.00","551.00"]
[null,"December","0.00","0.00","0.00","0.00","0.00","245.00","321.00","0.00","0.00","0.00","0.00","0.00","0.00","0.00","0.00","0.00","0.00","0.00","0.00","0.00","0.00","0.00","566.00"]
[null,"12:01 to  1:00 am","0.00","0.00","0.00","0.00","0.00","39.00","116.50","36.50","31.00","28.50","14.50","20.50","20.50","19.00","33.00","6.00","0.00","0.00","0.00","0.00","0.00","0.00","365.00"]
[null," 1:01 to  2:00 am","0.00","0.00","0.00","0.00","0.00","41.00","117.00","34.50","33.00","26.50","14.50","22.00","18.50","19.50","32.50","6.00","0.00","0.00","0.00","0.00","0.00","0.00","365.00"]
[null," 2:01 to  3:00 am","0.00","0.00","0.00","0.00","0.00","49.00","111.00","34.50","33.50","24.50","14.50","22.00","18.50","20.50","31.50","5.50","0.00","0.00","0.00","0.00","0.00","0.00","365.00"]
[null," 3:01 to  4:00 am","0.00","0.00","0.00","0.00","0.00","56.50","104.50","34.00","35.00","24.00","14.00","21.00","20.00","22.00","29.00","5.00","0.00","0.00","0.00","0.00","0.00","0.00","365.00"]
[null," 4:01 to  5:00 am","0.00","0.00","0.00","0.00","0.00","62.50","99.00","34.50","35.00","24.00","14.00","20.00","20.50","26.00","25.50","4.00","0.00","0.00","0.00","0.00","0.00","0.00","365.00"]
[null," 5:01 to  6:00 am","0.00","0.00","0.00","0.00","0.00","68.50","96.00","33.50","33.50","23.50","15.00","19.00","21.00","28.00","23.00","4.00","0.00","0.00","0.00","0.00","0.00","0.00","365.00"]
[null," 6:01 to  7:00 am","0.00","0.00","0.00","0.00","0.50","73.00","92.50","33.00","33.00","24.50","13.50","19.00","21.00","27.50","23.50","4.00","0.00","0.00","0.00","0.00","0.00","0.00","365.00"]
[null," 7:01 to  8:00 am","0.00","0.00","0.00","0.00","2.00","75.50","88.00","32.50","34.00","25.00","12.50","19.00","22.00","24.50","26.00","4.00","0.00","0.00","0.00","0.00","0.00","0.00","365.00"]
[null," 8:01 to  9:00 am","0.00","0.00","0.00","0.00","1.50","77.00","75.50","18.50","14.50","10.50","5.50","7.00","9.00","12.00","9.50","2.50","0.00","0.00","0.00","0.00","0.00","0.00","243.00"]
[null," 9:01 to 10:00 am","0.00","0.00","0.00","0.00","1.00","30.00","35.00","10.00","13.00","6.00","3.00","6.00","4.50","7.00","7.50","2.00","0.00","0.00","0.00","0.00","0.00","0.00","125.00"]
[null,"10:01 to 11:00 am","0.00","0.00","0.00","0.00","0.00","20.50","24.50","10.00","13.00","6.00","3.00","5.50","4.50","6.00","9.00","2.00","0.00","0.00","0.00","0.00","0.00","0.00","104.00"]
[null,"11:01 to 12:00 pm","0.00","0.00","0.00","0.00","0.00","17.50","26.50","10.50","12.00","7.00","3.50","5.00","5.00","4.00","11.00","2.00","0.00","0.00","0.00","0.00","0.00","0.00","104.00"]
[null,"12:01 to  1:00 pm","0.00","0.00","0.00","0.00","0.00","13.50","30.50","10.00","10.00","8.00","5.00","4.50","5.00","4.50","11.00","2.00","0.00","0.00","0.00","0.00","0.00","0.00","104.00"]
[null," 1:01 to  2:00 pm","0.00","0.00","0.00","0.00","0.00","11.50","33.50","14.00","14.00","13.00","6.00","8.00","9.00","6.00","16.00","4.00","0.00","0.00","0.00","0.00","0.00","0.00","135.00"]
[null," 2:01 to  3:00 pm","0.00","0.00","0.00","0.00","0.00","16.00","47.50","16.50","13.00","13.00","6.50","8.50","8.00","7.00","16.00","4.00","0.00","0.00","0.00","0.00","0.00","0.00","156.00"]
[null," 3:01 to  4:00 pm","0.00","0.00","0.00","0.00","0.00","16.00","46.50","16.50","13.50","13.50","6.00","9.00","7.50","7.50","16.00","4.00","0.00","0.00","0.00","0.00","0.00","0.00","156.00"]
[null," 4:01 to  5:00 pm","0.00","0.00","0.00","0.00","0.00","16.00","46.50","16.50","13.00","14.00","6.00","9.00","7.00","8.00","16.00","4.00","0.00","0.00","0.00","0.00","0.00","0.00","156.00"]
[null," 5:01 to  6:00 pm","0.00","0.00","0.00","0.00","0.00","15.50","53.00","30.50","31.00","28.50","17.00","18.50","16.00","23.00","35.00","10.00","0.00","0.00","0.00","0.00","0.00","0.00","278.00"]
[null," 6:01 to  7:00 pm","0.00","0.00","0.00","0.00","0.00","42.50","107.50","37.00","30.00","30.00","16.00","18.00","17.00","22.00","35.00","10.00","0.00","0.00","0.00","0.00","0.00","0.00","365.00"]
[null," 7:01 to  8:00 pm","0.00","0.00","0.00","0.00","0.00","43.00","108.00","36.00","31.50","30.00","15.00","19.00","15.50","22.00","35.00","10.00","0.00","0.00","0.00","0.00","0.00","0.00","365.00"]
[null," 8:01 to  9:00 pm","0.00","0.00","0.00","0.00","0.00","43.00","107.50","37.50","31.50","30.00","15.50","18.50","15.50","22.00","34.00","10.00","0.00","0.00","0.00","0.00","0.00","0.00","365.00"]
[null," 9:01 to 10:00 pm","0.00","0.00","0.00","0.00","0.00","41.00","113.00","34.00","32.00","30.00","15.00","19.00","16.50","21.50","34.50","8.50","0.00","0.00","0.00","0.00","0.00","0.00","365.00"]
[null,"10:01 to 11:00 pm","0.00","0.00","0.00","0.00","0.00","42.00","111.50","37.00","30.00","30.50","14.00","20.00","19.00","20.00","33.00","8.00","0.00","0.00","0.00","0.00","0.00","0.00","365.00"]
[null,"11:01 to 12:00 am","0.00","0.00","0.00","0.00","0.00","41.00","113.50","37.00","30.50","29.00","15.00","19.00","21.00","19.00","32.00","8.00","0.00","0.00","0.00","0.00","0.00","0.00","365.00"]
[null,"Total","0.00","0.00","0.00","0.00","5.00","951.00","1904.50","644.50","600.50","499.50","264.50","357.00","342.00","398.50","574.50","129.50","0.00","0.00","0.00","0.00","0.00","0.00","6671.00"]
[]
[]
["Statistics"]
[]
[null,null,"Statistic"]
[null,"Minimum","15.94"]
[null,"Mean minus two standard deviations","13.72"]
[null,"Mean","19.86"]
[null,"Mean plus two standard deviations","25.99"]
[null,"Maximum","26.98"]
[null,"Standard deviation","3.07"]
[]
[]
["----------------------------------------------------------------------------------------------------"]
["REPORT:","ZONE MEAN AIR TEMPERATURE [C] [RT2012 BATIMENT à USAGE D'HABITATION - LOGEMENT COLLECTIF - OCCUPATION]"]
["FOR:","0RDC:APPARTEMENTS"]
["Values in table are in hours."]
[]
["Time Bin Results"]
[]
[null,null,"- [hr]","1 [hr]","2 [hr]","3 [hr]","4 [hr]","5 [hr]","6 [hr]","7 [hr]","8 [hr]","9 [hr]","10 [hr]","11 [hr]","12 [hr]","13 [hr]","14 [hr]","15 [hr]","16 [hr]","17 [hr]","18 [hr]","19 [hr]","20 [hr]","- [hr]","- [hr]"]
[null,"Interval Start","less than","12.00<=","13.00<=","14.00<=","15.00<=","16.00<=","17.00<=","18.00<=","19.00<=","20.00<=","21.00<=","22.00<=","23.00<=","24.00<=","25.00<=","26.00<=","27.00<=","28.00<=","29.00<=","30.00<=","31.00<=","equal to or more than","Row"]
[null,"Interval End","12.00","13.00>","14.00>","15.00>","16.00>","17.00>","18.00>","19.00>","20.00>","21.00>","22.00>","23.00>","24.00>","25.00>","26.00>","27.00>","28.00>","29.00>","30.00>","31.00>","32.00>","32.00","Total"]
[null,"January","0.00","0.00","0.00","54.50","125.00","31.50","6.00","0.00","73.50","270.00","1.50","0.00","0.00","0.00","0.00","0.00","0.00","0.00","0.00","0.00","0.00","0.00","562.00"]
[null,"February","0.00","0.00","0.00","77.50","89.00","22.50","7.00","0.00","130.50","185.50","0.00","0.00","0.00","0.00","0.00","0.00","0.00","0.00","0.00","0.00","0.00","0.00","512.00"]
[null,"March","0.00","0.00","0.00","47.00","102.00","51.00","16.00","1.00","249.00","109.00","0.00","0.00","0.00","0.00","0.00","0.00","0.00","0.00","0.00","0.00","0.00","0.00","575.00"]
[null,"April","0.00","0.00","0.00","17.00","49.50","64.50","58.50","53.50","207.00","72.50","19.50","0.00","0.00","0.00","0.00","0.00","0.00","0.00","0.00","0.00","0.00","0.00","542.00"]
[null,"May","0.00","0.00","0.00","0.00","0.00","20.50","50.00","87.00","168.50","102.00","65.00","43.50","17.00","8.00","0.50","0.00","0.00","0.00","0.00","0.00","0.00","0.00","562.00"]
[null,"June","0.00","0.00","0.00","0.00","0.00","0.00","19.00","45.00","37.50","75.00","139.50","83.50","104.00","43.50","11.50","1.50","0.00","0.00","0.00","0.00","0.00","0.00","560.00"]
[null,"July","0.00","0.00","0.00","0.00","0.00","0.00","0.00","0.00","0.00","33.00","53.50","102.50","191.00","76.00","41.50","38.00","26.50","0.00","0.00","0.00","0.00","0.00","562.00"]
[null,"August","0.00","0.00","0.00","0.00","0.00","0.00","0.00","0.00","0.00","3.00","28.00","90.50","207.00","122.50","42.50","40.00","27.50","5.00","0.00","0.00","0.00","0.00","566.00"]
[null,"September","0.00","0.00","0.00","0.00","0.00","0.00","11.50","50.50","98.50","95.00","120.50","68.50","85.00","9.00","8.00","4.50","0.00","0.00","0.00","0.00","0.00","0.00","551.00"]
[null,"October","0.00","0.00","0.00","0.00","22.00","59.00","68.00","83.50","258.00","33.50","28.00","10.00","0.00","0.00","0.00","0.00","0.00","0.00","0.00","0.00","0.00","0.00","562.00"]
[null,"November","0.00","0.00","0.00","34.00","91.50","60.00","24.00","1.00","253.00","87.50","0.00","0.00","0.00","0.00","0.00","0.00","0.00","0.00","0.00","0.00","0.00","0.00","551.00"]
[null,"December","0.00","0.00","0.00","64.50","103.00","41.00","8.50","0.00","165.50","183.50","0.00","0.00","0.00","0.00","0.00","0.00","0.00","0.00","0.00","0.00","0.00","0.00","566.00"]
[null,"12:01 to  1:00 am","0.00","0.00","0.00","31.50","79.50","68.00","29.00","32.00","22.00","16.00","26.00","24.00","28.50","7.00","1.50","0.00","0.00","0.00","0.00","0.00","0.00","0.00","365.00"]
[null," 1:01 to  2:00 am","0.00","0.00","0.00","55.00","82.50","45.50","34.50","26.00","20.50","16.50","30.00","20.50","28.00","5.00","1.00","0.00","0.00","0.00","0.00","0.00","0.00","0.00","365.00"]
[null," 2:01 to  3:00 am","0.00","0.00","0.00","62.50","82.00","42.00","34.50","26.00","20.00","17.00","31.00","22.50","23.50","4.00","0.00","0.00","0.00","0.00","0.00","0.00","0.00","0.00","365.00"]
[null," 3:01 to  4:00 am","0.00","0.00","0.00","52.00","98.50","42.00","33.50","22.00","20.00","22.00","27.00","25.50","19.50","3.00","0.00","0.00","0.00","0.00","0.00","0.00","0.00","0.00","365.00"]
[null," 4:01 to  5:00 am","0.00","0.00","0.00","52.00","103.50","37.00","37.00","21.50","17.00","24.50","26.50","27.00","18.00","1.00","0.00","0.00","0.00","0.00","0.00","0.00","0.00","0.00","365.00"]
[null," 5:01 to  6:00 am","0.00","0.00","0.00","33.50","99.50","15.00","1.00","35.00","67.00","38.50","24.50","27.00","23.50","0.50","0.00","0.00","0.00","0.00","0.00","0.00","0.00","0.00","365.00"]
[null," 6:01 to  7:00 am","0.00","0.00","0.00","0.00","0.00","0.00","0.00","22.00","84.00","160.50","27.00","27.00","40.00","4.50","0.00","0.00","0.00","0.00","0.00","0.00","0.00","0.00","365.00"]
[null," 7:01 to  8:00 am","0.00","0.00","0.00","0.00","0.00","0.00","0.00","19.00","85.00","159.50","20.00","28.50","45.50","7.50","0.00","0.00","0.00","0.00","0.00","0.00","0.00","0.00","365.00"]
[null," 8:01 to  9:00 am","0.00","0.00","0.00","0.00","0.00","0.00","0.00","7.50","56.50","137.00","8.50","8.00","20.00","5.50","0.00","0.00","0.00","0.00","0.00","0.00","0.00","0.00","243.00"]
[null," 9:01 to 10:00 am","0.00","0.00","0.00","0.00","0.00","0.00","0.00","3.00","34.00","55.50","6.00","5.00","15.50","5.00","0.50","0.50","0.00","0.00","0.00","0.00","0.00","0.00","125.00"]
[null,"10:01 to 11:00 am","0.00","0.00","0.00","0.00","0.00","0.00","0.00","3.00","30.50","35.50","5.50","6.00","12.00","9.00","1.50","1.00","0.00","0.00","0.00","0.00","0.00","0.00","104.00"]
[null,"11:01 to 12:00 pm","0.00","0.00","0.00","0.00","0.00","0.00","0.00","1.50","35.50","30.00","6.00","7.00","10.00","8.50","3.00","2.00","0.50","0.00","0.00","0.00","0.00","0.00","104.00"]
[null,"12:01 to  1:00 pm","0.00","0.00","0.00","0.00","0.00","0.00","0.00","0.00","40.00","24.50","8.00","4.50","8.50","10.50","4.50","2.00","1.50","0.00","0.00","0.00","0.00","0.00","104.00"]
[null," 1:01 to  2:00 pm","0.00","0.00","0.00","0.00","0.00","0.00","0.00","1.00","50.50","25.00","11.00","7.00","15.00","10.00","6.00","6.00","3.50","0.00","0.00","0.00","0.00","0.00","135.00"]
[null," 2:01 to  3:00 pm","0.00","0.00","0.00","0.00","0.00","0.00","0.00","1.00","61.50","32.00","11.50","8.00","13.50","12.50","4.50","7.50","3.50","0.50","0.00","0.00","0.00","0.00","156.00"]
[null," 3:01 to  4:00 pm","0.00","0.00","0.00","0.00","0.00","0.00","0.00","0.00","60.00","31.50","12.50","9.00","13.50","13.50","1.50","10.50","3.00","1.00","0.00","0.00","0.00","0.00","156.00"]
[null," 4:01 to  5:00 pm","0.00","0.00","0.00","0.00","0.00","0.00","0.00","0.50","58.50","33.00","13.00","9.00","12.50","11.50","5.50","7.50","4.00","1.00","0.00","0.00","0.00","0.00","156.00"]
[null," 5:01 to  6:00 pm","0.00","0.00","0.00","0.00","0.00","0.00","0.00","5.50","93.00","44.00","22.50","19.00","32.50","21.00","13.50","15.50","10.50","1.00","0.00","0.00","0.00","0.00","278.00"]
[null," 6:01 to  7:00 pm","0.00","0.00","0.00","0.00","0.00","0.00","0.00","5.50","142.50","78.50","25.00","15.50","39.00","22.00","16.50","9.00","10.50","1.00","0.00","0.00","0.00","0.00","365.00"]
[null," 7:01 to  8:00 pm","0.00","0.00","0.00","0.00","0.00","0.00","0.00","7.00","150.50","73.00","23.50","11.50","46.00","23.50","13.00","8.50","8.00","0.50","0.00","0.00","0.00","0.00","365.00"]
[null," 8:01 to  9:00 pm","0.00","0.00","0.00","0.00","0.00","0.00","0.00","7.50","156.00","68.00","25.00","12.50","51.00","25.00","8.50","5.50","6.00","0.00","0.00","0.00","0.00","0.00","365.00"]
[null," 9:01 to 10:00 pm","0.00","0.00","0.00","0.00","0.00","0.00","0.00","13.00","168.50","64.00","17.50","22.50","32.00","23.50","14.00","7.00","3.00","0.00","0.00","0.00","0.00","0.00","365.00"]
[null,"10:01 to 11:00 pm","0.00","0.00","0.00","0.00","0.50","12.00","31.00","31.50","139.00","50.50","22.50","27.00","27.50","16.50","5.50","1.50","0.00","0.00","0.00","0.00","0.00","0.00","365.00"]
[null,"11:01 to 12:00 am","0.00","0.00","0.00","8.00","36.00","88.50","68.00","30.50","29.00","13.00","25.50","25.00","29.00","9.00","3.50","0.00","0.00","0.00","0.00","0.00","0.00","0.00","365.00"]
[null,"Total","0.00","0.00","0.00","294.50","582.00","350.00","268.50","321.50","1641.00","1249.50","455.50","398.50","604.00","259.00","104.00","84.00","54.00","5.00","0.00","0.00","0.00","0.00","6671.00"]
[]
[]
["Statistics"]
[]
[null,null,"Statistic"]
[null,"Minimum","14.41"]
[null,"Mean minus two standard deviations","14.29"]
[null,"Mean","19.97"]
[null,"Mean plus two standard deviations","25.64"]
[null,"Maximum","28.49"]
[null,"Standard deviation","2.84"]
[]
[]
["----------------------------------------------------------------------------------------------------"]
["REPORT:","ZONE MEAN RADIANT TEMPERATURE [C] [RT2012 BATIMENT à USAGE D'HABITATION - LOGEMENT COLLECTIF - OCCUPATION]"]
["FOR:","0RDC:APPARTEMENTS"]
["Values in table are in hours."]
[]
["Time Bin Results"]
[]
[null,null,"- [hr]","1 [hr]","2 [hr]","3 [hr]","4 [hr]","5 [hr]","6 [hr]","7 [hr]","8 [hr]","9 [hr]","10 [hr]","11 [hr]","12 [hr]","13 [hr]","14 [hr]","15 [hr]","16 [hr]","17 [hr]","18 [hr]","19 [hr]","20 [hr]","- [hr]","- [hr]"]
[null,"Interval Start","less than","12.00<=","13.00<=","14.00<=","15.00<=","16.00<=","17.00<=","18.00<=","19.00<=","20.00<=","21.00<=","22.00<=","23.00<=","24.00<=","25.00<=","26.00<=","27.00<=","28.00<=","29.00<=","30.00<=","31.00<=","equal to or more than","Row"]
[null,"Interval End","12.00","13.00>","14.00>","15.00>","16.00>","17.00>","18.00>","19.00>","20.00>","21.00>","22.00>","23.00>","24.00>","25.00>","26.00>","27.00>","28.00>","29.00>","30.00>","31.00>","32.00>","32.00","Total"]
[null,"January","0.00","0.00","0.00","0.00","0.00","66.50","408.50","87.00","0.00","0.00","0.00","0.00","0.00","0.00","0.00","0.00","0.00","0.00","0.00","0.00","0.00","0.00","562.00"]
[null,"February","0.00","0.00","0.00","0.00","0.00","29.00","337.00","146.00","0.00","0.00","0.00","0.00","0.00","0.00","0.00","0.00","0.00","0.00","0.00","0.00","0.00","0.00","512.00"]
[null,"March","0.00","0.00","0.00","0.00","0.00","9.00","268.50","297.50","0.00","0.00","0.00","0.00","0.00","0.00","0.00","0.00","0.00","0.00","0.00","0.00","0.00","0.00","575.00"]
[null,"April","0.00","0.00","0.00","0.00","0.00","0.00","100.50","279.00","162.50","0.00","0.00","0.00","0.00","0.00","0.00","0.00","0.00","0.00","0.00","0.00","0.00","0.00","542.00"]
[null,"May","0.00","0.00","0.00","0.00","0.00","0.00","0.00","78.00","220.50","138.00","93.00","32.50","0.00","0.00","0.00","0.00","0.00","0.00","0.00","0.00","0.00","0.00","562.00"]
[null,"June","0.00","0.00","0.00","0.00","0.00","0.00","0.00","0.00","79.00","87.50","34.50","173.50","161.00","24.50","0.00","0.00","0.00","0.00","0.00","0.00","0.00","0.00","560.00"]
[null,"July","0.00","0.00","0.00","0.00","0.00","0.00","0.00","0.00","0.00","0.00","7.50","96.50","124.00","212.50","121.50","0.00","0.00","0.00","0.00","0.00","0.00","0.00","562.00"]
[null,"August","0.00","0.00","0.00","0.00","0.00","0.00","0.00","0.00","0.00","0.00","0.00","5.50","82.50","292.50","157.50","28.00","0.00","0.00","0.00","0.00","0.00","0.00","566.00"]
[null,"September","0.00","0.00","0.00","0.00","0.00","0.00","0.00","0.00","86.00","99.50","122.50","176.50","50.00","16.50","0.00","0.00","0.00","0.00","0.00","0.00","0.00","0.00","551.00"]
[null,"October","0.00","0.00","0.00","0.00","0.00","0.00","10.00","318.00","110.00","112.50","11.50","0.00","0.00","0.00","0.00","0.00","0.00","0.00","0.00","0.00","0.00","0.00","562.00"]
[null,"November","0.00","0.00","0.00","0.00","0.00","3.50","212.50","334.50","0.50","0.00","0.00","0.00","0.00","0.00","0.00","0.00","0.00","0.00","0.00","0.00","0.00","0.00","551.00"]
[null,"December","0.00","0.00","0.00","0.00","0.00","24.50","352.00","189.50","0.00","0.00","0.00","0.00","0.00","0.00","0.00","0.00","0.00","0.00","0.00","0.00","0.00","0.00","566.00"]
[null,"12:01 to  1:00 am","0.00","0.00","0.00","0.00","0.00","0.00","127.00","70.50","33.50","26.50","10.00","26.00","26.50","30.00","14.00","1.00","0.00","0.00","0.00","0.00","0.00","0.00","365.00"]
[null," 1:01 to  2:00 am","0.00","0.00","0.00","0.00","0.00","2.00","140.50","57.50","33.50","24.50","11.00","29.00","25.00","30.00","11.00","1.00","0.00","0.00","0.00","0.00","0.00","0.00","365.00"]
[null," 2:01 to  3:00 am","0.00","0.00","0.00","0.00","0.00","6.50","143.00","53.00","33.50","22.50","13.50","27.50","24.00","30.50","10.00","1.00","0.00","0.00","0.00","0.00","0.00","0.00","365.00"]
[null," 3:01 to  4:00 am","0.00","0.00","0.00","0.00","0.00","22.50","135.00","48.00","32.50","21.50","13.50","28.50","23.50","29.50","10.50","0.00","0.00","0.00","0.00","0.00","0.00","0.00","365.00"]
[null," 4:01 to  5:00 am","0.00","0.00","0.00","0.00","0.00","29.50","135.50","42.50","32.00","21.50","14.00","30.50","23.00","26.50","10.00","0.00","0.00","0.00","0.00","0.00","0.00","0.00","365.00"]
[null," 5:01 to  6:00 am","0.00","0.00","0.00","0.00","0.00","44.00","119.50","44.50","32.00","22.00","15.00","29.50","23.50","25.50","9.50","0.00","0.00","0.00","0.00","0.00","0.00","0.00","365.00"]
[null," 6:01 to  7:00 am","0.00","0.00","0.00","0.00","0.00","28.00","126.50","52.50","32.50","21.50","14.00","30.50","23.00","26.50","10.00","0.00","0.00","0.00","0.00","0.00","0.00","0.00","365.00"]
[null," 7:01 to  8:00 am","0.00","0.00","0.00","0.00","0.00","0.00","141.50","61.00","35.00","22.00","12.50","30.50","23.50","29.50","9.50","0.00","0.00","0.00","0.00","0.00","0.00","0.00","365.00"]
[null," 8:01 to  9:00 am","0.00","0.00","0.00","0.00","0.00","0.00","128.00","45.00","17.00","9.00","4.00","13.00","9.50","13.00","4.50","0.00","0.00","0.00","0.00","0.00","0.00","0.00","243.00"]
[null," 9:01 to 10:00 am","0.00","0.00","0.00","0.00","0.00","0.00","49.00","27.50","14.00","5.50","3.00","6.00","7.00","11.00","2.00","0.00","0.00","0.00","0.00","0.00","0.00","0.00","125.00"]
[null,"10:01 to 11:00 am","0.00","0.00","0.00","0.00","0.00","0.00","29.00","25.50","14.50","4.50","4.00","5.50","8.00","11.00","2.00","0.00","0.00","0.00","0.00","0.00","0.00","0.00","104.00"]
[null,"11:01 to 12:00 pm","0.00","0.00","0.00","0.00","0.00","0.00","22.50","31.00","13.00","6.50","4.00","6.00","5.50","13.50","2.00","0.00","0.00","0.00","0.00","0.00","0.00","0.00","104.00"]
[null,"12:01 to  1:00 pm","0.00","0.00","0.00","0.00","0.00","0.00","16.50","36.50","11.00","8.00","5.00","6.00","5.00","12.00","4.00","0.00","0.00","0.00","0.00","0.00","0.00","0.00","104.00"]
[null," 1:01 to  2:00 pm","0.00","0.00","0.00","0.00","0.00","0.00","12.50","43.00","16.50","13.50","7.00","10.00","9.00","14.50","8.00","1.00","0.00","0.00","0.00","0.00","0.00","0.00","135.00"]
[null," 2:01 to  3:00 pm","0.00","0.00","0.00","0.00","0.00","0.00","19.00","57.50","16.50","12.50","7.50","10.00","8.50","14.50","9.00","1.00","0.00","0.00","0.00","0.00","0.00","0.00","156.00"]
[null," 3:01 to  4:00 pm","0.00","0.00","0.00","0.00","0.00","0.00","20.50","56.00","16.50","12.00","8.00","10.00","8.00","14.00","9.00","2.00","0.00","0.00","0.00","0.00","0.00","0.00","156.00"]
[null," 4:01 to  5:00 pm","0.00","0.00","0.00","0.00","0.00","0.00","21.50","55.50","16.00","12.50","6.50","11.00","8.00","13.50","9.50","2.00","0.00","0.00","0.00","0.00","0.00","0.00","156.00"]
[null," 5:01 to  6:00 pm","0.00","0.00","0.00","0.00","0.00","0.00","20.00","79.00","38.00","25.00","15.50","25.50","22.00","25.50","23.50","4.00","0.00","0.00","0.00","0.00","0.00","0.00","278.00"]
[null," 6:01 to  7:00 pm","0.00","0.00","0.00","0.00","0.00","0.00","52.00","134.00","38.00","23.50","17.50","25.00","21.00","27.50","22.50","4.00","0.00","0.00","0.00","0.00","0.00","0.00","365.00"]
[null," 7:01 to  8:00 pm","0.00","0.00","0.00","0.00","0.00","0.00","44.00","141.50","37.00","24.50","18.00","25.00","22.00","26.50","23.00","3.50","0.00","0.00","0.00","0.00","0.00","0.00","365.00"]
[null," 8:01 to  9:00 pm","0.00","0.00","0.00","0.00","0.00","0.00","41.50","143.50","37.00","25.00","18.00","25.00","23.00","27.50","22.50","2.00","0.00","0.00","0.00","0.00","0.00","0.00","365.00"]
[null," 9:01 to 10:00 pm","0.00","0.00","0.00","0.00","0.00","0.00","39.00","146.00","38.50","24.00","18.00","24.50","23.00","30.50","19.50","2.00","0.00","0.00","0.00","0.00","0.00","0.00","365.00"]
[null,"10:01 to 11:00 pm","0.00","0.00","0.00","0.00","0.00","0.00","33.50","156.50","35.50","24.50","16.50","25.00","22.00","31.50","18.00","2.00","0.00","0.00","0.00","0.00","0.00","0.00","365.00"]
[null,"11:01 to 12:00 am","0.00","0.00","0.00","0.00","0.00","0.00","72.00","122.00","35.00","25.00","13.00","25.00","24.00","32.00","15.50","1.50","0.00","0.00","0.00","0.00","0.00","0.00","365.00"]
[null,"Total","0.00","0.00","0.00","0.00","0.00","132.50","1689.00","1729.50","658.50","437.50","269.00","484.50","417.50","546.00","279.00","28.00","0.00","0.00","0.00","0.00","0.00","0.00","6671.00"]
[]
[]
["Statistics"]
[]
[null,null,"Statistic"]
[null,"Minimum","16.51"]
[null,"Mean minus two standard deviations","14.76"]
[null,"Mean","19.96"]
[null,"Mean plus two standard deviations","25.17"]
[null,"Maximum","26.49"]
[null,"Standard deviation","2.60"]
[]
[]
["----------------------------------------------------------------------------------------------------"]
["REPORT:","ZONE OPERATIVE TEMPERATURE [C] [RT2012 BATIMENT à USAGE D'HABITATION - LOGEMENT COLLECTIF - OCCUPATION]"]
["FOR:","0RDC:APPARTEMENTS"]
["Values in table are in hours."]
[]
["Time Bin Results"]
[]
[null,null,"- [hr]","1 [hr]","2 [hr]","3 [hr]","4 [hr]","5 [hr]","6 [hr]","7 [hr]","8 [hr]","9 [hr]","10 [hr]","11 [hr]","12 [hr]","13 [hr]","14 [hr]","15 [hr]","16 [hr]","17 [hr]","18 [hr]","19 [hr]","20 [hr]","- [hr]","- [hr]"]
[null,"Interval Start","less than","12.00<=","13.00<=","14.00<=","15.00<=","16.00<=","17.00<=","18.00<=","19.00<=","20.00<=","21.00<=","22.00<=","23.00<=","24.00<=","25.00<=","26.00<=","27.00<=","28.00<=","29.00<=","30.00<=","31.00<=","equal to or more than","Row"]
[null,"Interval End","12.00","13.00>","14.00>","15.00>","16.00>","17.00>","18.00>","19.00>","20.00>","21.00>","22.00>","23.00>","24.00>","25.00>","26.00>","27.00>","28.00>","29.00>","30.00>","31.00>","32.00>","32.00","Total"]
[null,"January","0.00","0.00","0.00","0.00","4.50","186.50","26.00","28.00","317.00","0.00","0.00","0.00","0.00","0.00","0.00","0.00","0.00","0.00","0.00","0.00","0.00","0.00","562.00"]
[null,"February","0.00","0.00","0.00","0.00","0.00","174.00","21.50","27.50","289.00","0.00","0.00","0.00","0.00","0.00","0.00","0.00","0.00","0.00","0.00","0.00","0.00","0.00","512.00"]
[null,"March","0.00","0.00","0.00","0.00","0.00","154.00","60.50","29.00","331.50","0.00","0.00","0.00","0.00","0.00","0.00","0.00","0.00","0.00","0.00","0.00","0.00","0.00","575.00"]
[null,"April","0.00","0.00","0.00","0.00","0.00","60.50","86.00","72.00","289.50","34.00","0.00","0.00","0.00","0.00","0.00","0.00","0.00","0.00","0.00","0.00","0.00","0.00","542.00"]
[null,"May","0.00","0.00","0.00","0.00","0.00","0.00","24.50","70.50","200.00","149.50","80.50","25.00","12.00","0.00","0.00","0.00","0.00","0.00","0.00","0.00","0.00","0.00","562.00"]
[null,"June","0.00","0.00","0.00","0.00","0.00","0.00","0.00","24.00","75.00","61.50","90.50","157.00","111.50","37.00","3.50","0.00","0.00","0.00","0.00","0.00","0.00","0.00","560.00"]
[null,"July","0.00","0.00","0.00","0.00","0.00","0.00","0.00","0.00","0.00","1.50","46.00","86.50","158.00","168.00","69.50","32.50","0.00","0.00","0.00","0.00","0.00","0.00","562.00"]
[null,"August","0.00","0.00","0.00","0.00","0.00","0.00","0.00","0.00","0.00","0.00","2.50","41.00","161.00","238.00","80.00","36.50","7.00","0.00","0.00","0.00","0.00","0.00","566.00"]
[null,"September","0.00","0.00","0.00","0.00","0.00","0.00","0.00","20.00","83.50","117.50","148.00","96.50","68.50","11.00","6.00","0.00","0.00","0.00","0.00","0.00","0.00","0.00","551.00"]
[null,"October","0.00","0.00","0.00","0.00","0.00","13.50","82.00","79.00","306.50","52.00","29.00","0.00","0.00","0.00","0.00","0.00","0.00","0.00","0.00","0.00","0.00","0.00","562.00"]
[null,"November","0.00","0.00","0.00","0.00","0.00","124.50","80.50","28.00","318.00","0.00","0.00","0.00","0.00","0.00","0.00","0.00","0.00","0.00","0.00","0.00","0.00","0.00","551.00"]
[null,"December","0.00","0.00","0.00","0.00","3.50","177.00","35.50","27.50","322.50","0.00","0.00","0.00","0.00","0.00","0.00","0.00","0.00","0.00","0.00","0.00","0.00","0.00","566.00"]
[null,"12:01 to  1:00 am","0.00","0.00","0.00","0.00","8.00","108.50","72.50","32.00","26.50","19.00","21.00","24.00","24.00","26.00","3.50","0.00","0.00","0.00","0.00","0.00","0.00","0.00","365.00"]
[null," 1:01 to  2:00 am","0.00","0.00","0.00","0.00","0.00","137.00","55.00","34.00","25.00","16.50","22.00","27.50","27.00","20.00","1.00","0.00","0.00","0.00","0.00","0.00","0.00","0.00","365.00"]
[null," 2:01 to  3:00 am","0.00","0.00","0.00","0.00","0.00","145.50","49.00","33.50","27.50","12.50","26.50","26.00","28.00","15.50","1.00","0.00","0.00","0.00","0.00","0.00","0.00","0.00","365.00"]
[null," 3:01 to  4:00 am","0.00","0.00","0.00","0.00","0.00","153.50","42.50","36.50","23.50","14.00","27.50","24.50","29.00","13.00","1.00","0.00","0.00","0.00","0.00","0.00","0.00","0.00","365.00"]
[null," 4:01 to  5:00 am","0.00","0.00","0.00","0.00","0.00","158.50","38.50","36.00","24.00","15.00","28.00","24.00","29.50","11.50","0.00","0.00","0.00","0.00","0.00","0.00","0.00","0.00","365.00"]
[null," 5:01 to  6:00 am","0.00","0.00","0.00","0.00","0.00","138.50","10.50","30.00","76.00","16.00","27.00","21.50","32.00","13.50","0.00","0.00","0.00","0.00","0.00","0.00","0.00","0.00","365.00"]
[null," 6:01 to  7:00 am","0.00","0.00","0.00","0.00","0.00","0.00","0.00","129.50","115.00","22.00","17.00","28.00","30.00","23.50","0.00","0.00","0.00","0.00","0.00","0.00","0.00","0.00","365.00"]
[null," 7:01 to  8:00 am","0.00","0.00","0.00","0.00","0.00","0.00","0.00","0.00","239.50","23.50","15.50","26.50","28.50","31.50","0.00","0.00","0.00","0.00","0.00","0.00","0.00","0.00","365.00"]
[null," 8:01 to  9:00 am","0.00","0.00","0.00","0.00","0.00","0.00","0.00","0.00","190.00","11.00","5.50","10.50","11.50","14.50","0.00","0.00","0.00","0.00","0.00","0.00","0.00","0.00","243.00"]
[null," 9:01 to 10:00 am","0.00","0.00","0.00","0.00","0.00","0.00","0.00","0.00","88.00","6.50","3.50","8.00","7.50","10.50","1.00","0.00","0.00","0.00","0.00","0.00","0.00","0.00","125.00"]
[null,"10:01 to 11:00 am","0.00","0.00","0.00","0.00","0.00","0.00","0.00","0.00","63.50","7.50","6.00","4.50","9.00","11.50","2.00","0.00","0.00","0.00","0.00","0.00","0.00","0.00","104.00"]
[null,"11:01 to 12:00 pm","0.00","0.00","0.00","0.00","0.00","0.00","0.00","0.00","63.00","8.00","5.50","4.00","8.50","11.00","4.00","0.00","0.00","0.00","0.00","0.00","0.00","0.00","104.00"]
[null,"12:01 to  1:00 pm","0.00","0.00","0.00","0.00","0.00","0.00","0.00","0.00","61.00","8.00","5.00","5.00","8.00","12.00","3.00","2.00","0.00","0.00","0.00","0.00","0.00","0.00","104.00"]
[null," 1:01 to  2:00 pm","0.00","0.00","0.00","0.00","0.00","0.00","0.00","0.00","69.00","13.50","7.50","9.00","11.50","10.50","10.00","3.50","0.50","0.00","0.00","0.00","0.00","0.00","135.00"]
[null," 2:01 to  3:00 pm","0.00","0.00","0.00","0.00","0.00","0.00","0.00","0.00","86.50","13.50","11.00","8.00","12.50","8.50","12.00","3.00","1.00","0.00","0.00","0.00","0.00","0.00","156.00"]
[null," 3:01 to  4:00 pm","0.00","0.00","0.00","0.00","0.00","0.00","0.00","0.00","85.00","15.00","10.50","8.50","10.00","11.00","11.00","4.00","1.00","0.00","0.00","0.00","0.00","0.00","156.00"]
[null," 4:01 to  5:00 pm","0.00","0.00","0.00","0.00","0.00","0.00","0.00","0.00","83.50","15.50","11.00","9.00","9.50","12.00","9.50","5.00","1.00","0.00","0.00","0.00","0.00","0.00","156.00"]
[null," 5:01 to  6:00 pm","0.00","0.00","0.00","0.00","0.00","0.00","0.00","0.00","124.50","27.00","22.50","18.50","25.00","27.00","18.50","14.00","1.00","0.00","0.00","0.00","0.00","0.00","278.00"]
[null," 6:01 to  7:00 pm","0.00","0.00","0.00","0.00","0.00","0.00","0.00","0.00","208.50","27.50","25.00","12.50","31.00","29.00","18.50","12.00","1.00","0.00","0.00","0.00","0.00","0.00","365.00"]
[null," 7:01 to  8:00 pm","0.00","0.00","0.00","0.00","0.00","0.00","0.00","0.00","208.50","28.00","25.50","13.00","33.50","30.50","15.00","10.00","1.00","0.00","0.00","0.00","0.00","0.00","365.00"]
[null," 8:01 to  9:00 pm","0.00","0.00","0.00","0.00","0.00","0.00","0.00","0.00","211.50","28.50","22.00","18.50","32.00","31.00","14.50","6.50","0.50","0.00","0.00","0.00","0.00","0.00","365.00"]
[null," 9:01 to 10:00 pm","0.00","0.00","0.00","0.00","0.00","0.00","0.00","0.00","220.00","28.50","17.50","21.50","27.00","29.00","13.50","8.00","0.00","0.00","0.00","0.00","0.00","0.00","365.00"]
[null,"10:01 to 11:00 pm","0.00","0.00","0.00","0.00","0.00","0.50","20.00","37.00","181.50","21.00","14.50","27.00","25.00","26.00","11.50","1.00","0.00","0.00","0.00","0.00","0.00","0.00","365.00"]
[null,"11:01 to 12:00 am","0.00","0.00","0.00","0.00","0.00","48.00","128.50","37.00","31.50","18.50","19.50","26.50","21.50","25.50","8.50","0.00","0.00","0.00","0.00","0.00","0.00","0.00","365.00"]
[null,"Total","0.00","0.00","0.00","0.00","8.00","890.00","416.50","405.50","2532.50","416.00","396.50","406.00","511.00","454.00","159.00","69.00","7.00","0.00","0.00","0.00","0.00","0.00","6671.00"]
[]
[]
["Statistics"]
[]
[null,null,"Statistic"]
[null,"Minimum","15.99"]
[null,"Mean minus two standard deviations","14.78"]
[null,"Mean","19.97"]
[null,"Mean plus two standard deviations","25.15"]
[null,"Maximum","27.44"]
[null,"Standard deviation","2.59"]
[]
[]
["----------------------------------------------------------------------------------------------------"]
["REPORT:","ZONE MEAN AIR TEMPERATURE [C] [RT2012 BATIMENT à USAGE D'HABITATION - LOGEMENT COLLECTIF - OCCUPATION]"]
["FOR:","0RDC:HALL"]
["Values in table are in hours."]
[]
["Time Bin Results"]
[]
[null,null,"- [hr]","1 [hr]","2 [hr]","3 [hr]","4 [hr]","5 [hr]","6 [hr]","7 [hr]","8 [hr]","9 [hr]","10 [hr]","11 [hr]","12 [hr]","13 [hr]","14 [hr]","15 [hr]","16 [hr]","17 [hr]","18 [hr]","19 [hr]","20 [hr]","- [hr]","- [hr]"]
[null,"Interval Start","less than","12.00<=","13.00<=","14.00<=","15.00<=","16.00<=","17.00<=","18.00<=","19.00<=","20.00<=","21.00<=","22.00<=","23.00<=","24.00<=","25.00<=","26.00<=","27.00<=","28.00<=","29.00<=","30.00<=","31.00<=","equal to or more than","Row"]
[null,"Interval End","12.00","13.00>","14.00>","15.00>","16.00>","17.00>","18.00>","19.00>","20.00>","21.00>","22.00>","23.00>","24.00>","25.00>","26.00>","27.00>","28.00>","29.00>","30.00>","31.00>","32.00>","32.00","Total"]
[null,"January","0.00","0.00","4.50","108.00","271.50","163.50","11.50","1.50","1.50","0.00","0.00","0.00","0.00","0.00","0.00","0.00","0.00","0.00","0.00","0.00","0.00","0.00","562.00"]
[null,"February","0.00","0.00","0.00","19.00","212.50","252.50","17.50","6.50","4.00","0.00","0.00","0.00","0.00","0.00","0.00","0.00","0.00","0.00","0.00","0.00","0.00","0.00","512.00"]
[null,"March","0.00","0.00","0.00","3.50","82.00","286.50","171.00","19.50","10.50","2.00","0.00","0.00","0.00","0.00","0.00","0.00","0.00","0.00","0.00","0.00","0.00","0.00","575.00"]
[null,"April","0.00","0.00","0.00","0.00","5.50","109.50","165.50","155.50","72.50","23.50","10.00","0.00","0.00","0.00","0.00","0.00","0.00","0.00","0.00","0.00","0.00","0.00","542.00"]
[null,"May","0.00","0.00","0.00","0.00","0.00","0.00","17.50","108.50","157.00","139.50","82.50","38.00","14.50","4.50","0.00","0.00","0.00","0.00","0.00","0.00","0.00","0.00","562.00"]
[null,"June","0.00","0.00","0.00","0.00","0.00","0.00","0.00","2.00","86.00","66.00","35.50","132.00","144.50","70.00","17.00","7.00","0.00","0.00","0.00","0.00","0.00","0.00","560.00"]
[null,"July","0.00","0.00","0.00","0.00","0.00","0.00","0.00","0.00","0.00","0.00","17.00","71.00","95.00","155.50","141.00","64.50","18.00","0.00","0.00","0.00","0.00","0.00","562.00"]
[null,"August","0.00","0.00","0.00","0.00","0.00","0.00","0.00","0.00","0.00","0.00","0.00","4.50","51.50","188.50","186.50","91.50","33.50","6.50","3.50","0.00","0.00","0.00","566.00"]
[null,"September","0.00","0.00","0.00","0.00","0.00","0.00","0.00","9.00","88.50","118.00","113.00","136.00","54.50","24.00","4.50","3.50","0.00","0.00","0.00","0.00","0.00","0.00","551.00"]
[null,"October","0.00","0.00","0.00","0.00","0.00","22.50","200.00","147.00","71.00","87.00","25.50","7.00","2.00","0.00","0.00","0.00","0.00","0.00","0.00","0.00","0.00","0.00","562.00"]
[null,"November","0.00","0.00","0.00","0.00","147.50","219.00","135.00","38.00","11.50","0.00","0.00","0.00","0.00","0.00","0.00","0.00","0.00","0.00","0.00","0.00","0.00","0.00","551.00"]
[null,"December","0.00","0.00","0.00","48.00","272.50","230.50","10.50","4.50","0.00","0.00","0.00","0.00","0.00","0.00","0.00","0.00","0.00","0.00","0.00","0.00","0.00","0.00","566.00"]
[null,"12:01 to  1:00 am","0.00","0.00","0.00","6.50","50.00","83.50","41.00","24.00","30.50","23.00","10.50","23.50","22.50","24.50","19.50","6.00","0.00","0.00","0.00","0.00","0.00","0.00","365.00"]
[null," 1:01 to  2:00 am","0.00","0.00","0.00","7.00","55.00","79.50","42.00","27.00","28.00","21.00","12.50","23.50","21.50","29.00","14.50","4.50","0.00","0.00","0.00","0.00","0.00","0.00","365.00"]
[null," 2:01 to  3:00 am","0.00","0.00","0.00","7.00","57.50","79.50","41.50","29.00","27.50","19.50","13.50","23.00","19.00","32.50","13.50","2.00","0.00","0.00","0.00","0.00","0.00","0.00","365.00"]
[null," 3:01 to  4:00 am","0.00","0.00","0.00","8.50","68.00","71.50","40.00","29.00","27.00","20.00","14.50","21.50","20.50","30.50","13.00","1.00","0.00","0.00","0.00","0.00","0.00","0.00","365.00"]
[null," 4:01 to  5:00 am","0.00","0.00","0.00","12.00","72.00","64.50","42.00","27.00","26.50","20.00","17.50","21.50","23.00","26.00","12.00","1.00","0.00","0.00","0.00","0.00","0.00","0.00","365.00"]
[null," 5:01 to  6:00 am","0.00","0.00","1.00","14.00","73.00","63.50","40.00","27.50","25.00","21.50","17.50","21.00","22.50","26.50","11.00","1.00","0.00","0.00","0.00","0.00","0.00","0.00","365.00"]
[null," 6:01 to  7:00 am","0.00","0.00","1.00","16.50","75.00","65.50","35.00","27.50","23.50","20.00","18.00","20.00","22.50","27.50","12.00","1.00","0.00","0.00","0.00","0.00","0.00","0.00","365.00"]
[null," 7:01 to  8:00 am","0.00","0.00","1.00","19.50","74.50","59.50","34.50","26.00","23.00","23.50","16.00","18.50","21.50","31.00","14.50","2.00","0.00","0.00","0.00","0.00","0.00","0.00","365.00"]
[null," 8:01 to  9:00 am","0.00","0.00","1.00","18.00","69.50","54.50","21.50","12.00","11.00","9.50","5.00","12.00","5.50","14.50","7.00","2.00","0.00","0.00","0.00","0.00","0.00","0.00","243.00"]
[null," 9:01 to 10:00 am","0.00","0.00","0.50","6.00","27.50","23.50","13.00","8.00","8.50","7.00","3.00","5.00","6.00","6.00","8.50","2.00","0.50","0.00","0.00","0.00","0.00","0.00","125.00"]
[null,"10:01 to 11:00 am","0.00","0.00","0.00","3.50","12.00","16.00","14.00","9.00","8.00","9.50","2.50","4.00","7.50","4.00","8.00","5.00","1.00","0.00","0.00","0.00","0.00","0.00","104.00"]
[null,"11:01 to 12:00 pm","0.00","0.00","0.00","3.00","7.50","16.50","14.50","9.00","9.50","8.00","4.50","3.50","9.00","3.00","5.50","9.00","0.50","1.00","0.00","0.00","0.00","0.00","104.00"]
[null,"12:01 to  1:00 pm","0.00","0.00","0.00","3.00","7.00","17.00","9.50","10.50","9.50","8.50","6.50","4.00","5.50","6.50","4.00","8.50","3.00","1.00","0.00","0.00","0.00","0.00","104.00"]
[null," 1:01 to  2:00 pm","0.00","0.00","0.00","2.00","8.00","18.00","9.00","12.00","10.50","12.00","12.50","8.00","7.50","10.50","6.00","8.00","9.00","0.50","1.50","0.00","0.00","0.00","135.00"]
[null," 2:01 to  3:00 pm","0.00","0.00","0.00","3.00","12.50","25.00","14.50","13.50","11.50","11.00","13.50","7.00","10.50","8.00","7.00","9.00","8.00","0.50","1.50","0.00","0.00","0.00","156.00"]
[null," 3:01 to  4:00 pm","0.00","0.00","0.00","3.00","13.00","23.50","17.50","15.50","9.50","12.50","11.00","10.00","7.50","7.00","8.50","11.00","4.50","1.50","0.50","0.00","0.00","0.00","156.00"]
[null," 4:01 to  5:00 pm","0.00","0.00","0.00","3.50","13.50","27.50","19.00","13.00","7.50","16.00","7.00","9.50","7.00","8.50","8.50","12.00","2.00","1.50","0.00","0.00","0.00","0.00","156.00"]
[null," 5:01 to  6:00 pm","0.00","0.00","0.00","4.00","15.00","31.50","28.00","22.00","24.00","28.50","17.50","16.00","20.00","19.50","20.50","23.00","8.00","0.50","0.00","0.00","0.00","0.00","278.00"]
[null," 6:01 to  7:00 pm","0.00","0.00","0.00","6.50","43.50","70.50","45.00","28.50","24.50","28.00","15.50","20.00","15.50","18.00","25.50","17.50","6.50","0.00","0.00","0.00","0.00","0.00","365.00"]
[null," 7:01 to  8:00 pm","0.00","0.00","0.00","7.50","45.00","74.00","42.50","27.00","29.00","25.00","13.00","23.50","15.00","19.00","29.00","11.00","4.50","0.00","0.00","0.00","0.00","0.00","365.00"]
[null," 8:01 to  9:00 pm","0.00","0.00","0.00","6.50","47.00","75.00","41.50","27.00","31.50","23.50","13.00","23.00","17.00","21.50","27.00","9.50","2.00","0.00","0.00","0.00","0.00","0.00","365.00"]
[null," 9:01 to 10:00 pm","0.00","0.00","0.00","6.00","47.50","82.00","38.00","24.00","33.50","22.50","14.00","23.00","17.00","21.50","27.50","7.50","1.00","0.00","0.00","0.00","0.00","0.00","365.00"]
[null,"10:01 to 11:00 pm","0.00","0.00","0.00","6.00","48.50","81.50","42.50","21.00","32.50","22.00","14.00","23.00","18.50","24.00","23.50","7.00","1.00","0.00","0.00","0.00","0.00","0.00","365.00"]
[null,"11:01 to 12:00 am","0.00","0.00","0.00","6.00","49.50","81.00","42.50","23.00","31.00","24.00","11.00","24.50","20.00","23.50","23.00","6.00","0.00","0.00","0.00","0.00","0.00","0.00","365.00"]
[null,"Total","0.00","0.00","4.50","178.50","991.50","1284.00","728.50","492.00","502.50","436.00","283.50","388.50","362.00","442.50","349.00","166.50","51.50","6.50","3.50","0.00","0.00","0.00","6671.00"]
[]
[]
["Statistics"]
[]
[null,null,"Statistic"]
[null,"Minimum","13.88"]
[null,"Mean minus two standard deviations","12.31"]
[null,"Mean","19.32"]
[null,"Mean plus two standard deviations","26.33"]
[null,"Maximum","29.26"]
[null,"Standard deviation","3.51"]
[]
[]
["----------------------------------------------------------------------------------------------------"]
["REPORT:","ZONE MEAN RADIANT TEMPERATURE [C] [RT2012 BATIMENT à USAGE D'HABITATION - LOGEMENT COLLECTIF - OCCUPATION]"]
["FOR:","0RDC:HALL"]
["Values in table are in hours."]
[]
["Time Bin Results"]
[]
[null,null,"- [hr]","1 [hr]","2 [hr]","3 [hr]","4 [hr]","5 [hr]","6 [hr]","7 [hr]","8 [hr]","9 [hr]","10 [hr]","11 [hr]","12 [hr]","13 [hr]","14 [hr]","15 [hr]","16 [hr]","17 [hr]","18 [hr]","19 [hr]","20 [hr]","- [hr]","- [hr]"]
[null,"Interval Start","less than","12.00<=","13.00<=","14.00<=","15.00<=","16.00<=","17.00<=","18.00<=","19.00<=","20.00<=","21.00<=","22.00<=","23.00<=","24.00<=","25.00<=","26.00<=","27.00<=","28.00<=","29.00<=","30.00<=","31.00<=","equal to or more than","Row"]
[null,"Interval End","12.00","13.00>","14.00>","15.00>","16.00>","17.00>","18.00>","19.00>","20.00>","21.00>","22.00>","23.00>","24.00>","25.00>","26.00>","27.00>","28.00>","29.00>","30.00>","31.00>","32.00>","32.00","Total"]
[null,"January","0.00","0.00","0.00","0.00","97.00","347.50","110.00","6.00","1.50","0.00","0.00","0.00","0.00","0.00","0.00","0.00","0.00","0.00","0.00","0.00","0.00","0.00","562.00"]
[null,"February","0.00","0.00","0.00","0.00","19.00","292.50","177.00","16.50","7.00","0.00","0.00","0.00","0.00","0.00","0.00","0.00","0.00","0.00","0.00","0.00","0.00","0.00","512.00"]
[null,"March","0.00","0.00","0.00","0.00","4.00","98.00","380.50","78.00","14.00","0.50","0.00","0.00","0.00","0.00","0.00","0.00","0.00","0.00","0.00","0.00","0.00","0.00","575.00"]
[null,"April","0.00","0.00","0.00","0.00","0.00","6.50","162.50","160.00","167.00","42.50","3.50","0.00","0.00","0.00","0.00","0.00","0.00","0.00","0.00","0.00","0.00","0.00","542.00"]
[null,"May","0.00","0.00","0.00","0.00","0.00","0.00","0.00","36.00","179.00","159.00","100.00","65.50","22.50","0.00","0.00","0.00","0.00","0.00","0.00","0.00","0.00","0.00","562.00"]
[null,"June","0.00","0.00","0.00","0.00","0.00","0.00","0.00","0.00","20.00","121.50","37.00","69.50","155.00","127.00","28.00","2.00","0.00","0.00","0.00","0.00","0.00","0.00","560.00"]
[null,"July","0.00","0.00","0.00","0.00","0.00","0.00","0.00","0.00","0.00","0.00","0.00","46.00","85.00","109.00","198.50","115.50","8.00","0.00","0.00","0.00","0.00","0.00","562.00"]
[null,"August","0.00","0.00","0.00","0.00","0.00","0.00","0.00","0.00","0.00","0.00","0.00","0.00","13.00","92.50","272.00","135.50","43.50","9.50","0.00","0.00","0.00","0.00","566.00"]
[null,"September","0.00","0.00","0.00","0.00","0.00","0.00","0.00","0.00","55.00","81.50","121.00","171.50","79.00","36.00","6.50","0.50","0.00","0.00","0.00","0.00","0.00","0.00","551.00"]
[null,"October","0.00","0.00","0.00","0.00","0.00","0.00","58.50","242.00","100.50","87.00","66.00","8.00","0.00","0.00","0.00","0.00","0.00","0.00","0.00","0.00","0.00","0.00","562.00"]
[null,"November","0.00","0.00","0.00","0.00","0.50","195.50","202.00","132.50","20.50","0.00","0.00","0.00","0.00","0.00","0.00","0.00","0.00","0.00","0.00","0.00","0.00","0.00","551.00"]
[null,"December","0.00","0.00","0.00","0.00","31.50","403.50","125.50","5.50","0.00","0.00","0.00","0.00","0.00","0.00","0.00","0.00","0.00","0.00","0.00","0.00","0.00","0.00","566.00"]
[null,"12:01 to  1:00 am","0.00","0.00","0.00","0.00","4.00","70.00","76.00","39.50","32.00","23.50","18.50","23.00","15.00","20.50","30.50","10.00","2.50","0.00","0.00","0.00","0.00","0.00","365.00"]
[null," 1:01 to  2:00 am","0.00","0.00","0.00","0.00","5.00","71.50","78.50","35.00","35.00","21.00","18.00","23.00","16.50","21.00","31.50","7.00","2.00","0.00","0.00","0.00","0.00","0.00","365.00"]
[null," 2:01 to  3:00 am","0.00","0.00","0.00","0.00","5.00","74.50","76.50","35.50","33.00","22.50","17.50","23.50","17.50","21.00","30.00","7.00","1.50","0.00","0.00","0.00","0.00","0.00","365.00"]
[null," 3:01 to  4:00 am","0.00","0.00","0.00","0.00","7.00","76.00","73.00","39.00","31.00","26.00","14.00","22.50","18.00","21.50","30.00","6.00","1.00","0.00","0.00","0.00","0.00","0.00","365.00"]
[null," 4:01 to  5:00 am","0.00","0.00","0.00","0.00","9.00","81.50","69.00","37.00","31.00","24.50","15.00","22.00","20.00","21.50","27.50","7.00","0.00","0.00","0.00","0.00","0.00","0.00","365.00"]
[null," 5:01 to  6:00 am","0.00","0.00","0.00","0.00","9.50","88.50","67.00","32.00","33.00","24.00","13.00","22.00","20.00","24.00","25.00","7.00","0.00","0.00","0.00","0.00","0.00","0.00","365.00"]
[null," 6:01 to  7:00 am","0.00","0.00","0.00","0.00","18.50","89.00","64.00","25.50","32.50","24.50","12.50","22.50","19.50","23.50","26.00","7.00","0.00","0.00","0.00","0.00","0.00","0.00","365.00"]
[null," 7:01 to  8:00 am","0.00","0.00","0.00","0.00","20.50","88.50","59.00","29.00","31.50","24.00","13.50","22.00","19.00","20.00","30.50","7.00","0.50","0.00","0.00","0.00","0.00","0.00","365.00"]
[null," 8:01 to  9:00 am","0.00","0.00","0.00","0.00","19.00","82.00","50.00","20.00","13.00","10.00","6.50","8.50","9.00","6.50","14.50","4.00","0.00","0.00","0.00","0.00","0.00","0.00","243.00"]
[null," 9:01 to 10:00 am","0.00","0.00","0.00","0.00","5.50","35.50","21.00","11.00","11.00","7.50","4.50","5.00","6.00","4.00","12.00","1.00","1.00","0.00","0.00","0.00","0.00","0.00","125.00"]
[null,"10:01 to 11:00 am","0.00","0.00","0.00","0.00","3.00","23.00","13.50","11.50","8.50","10.50","4.00","5.00","6.50","3.50","11.00","3.00","1.00","0.00","0.00","0.00","0.00","0.00","104.00"]
[null,"11:01 to 12:00 pm","0.00","0.00","0.00","0.00","3.00","18.50","13.00","15.00","8.00","11.00","5.00","4.50","6.00","3.50","6.50","9.00","0.50","0.50","0.00","0.00","0.00","0.00","104.00"]
[null,"12:01 to  1:00 pm","0.00","0.00","0.00","0.00","2.00","15.50","14.00","13.00","11.00","10.50","6.00","3.50","8.00","3.50","6.50","9.00","0.50","1.00","0.00","0.00","0.00","0.00","104.00"]
[null," 1:01 to  2:00 pm","0.00","0.00","0.00","0.00","2.00","15.00","15.00","13.00","15.00","11.00","14.00","7.00","10.50","6.50","8.50","12.50","3.00","2.00","0.00","0.00","0.00","0.00","135.00"]
[null," 2:01 to  3:00 pm","0.00","0.00","0.00","0.00","3.00","24.00","18.50","19.00","16.00","11.50","13.50","7.50","10.50","6.50","9.00","12.50","2.50","2.00","0.00","0.00","0.00","0.00","156.00"]
[null," 3:01 to  4:00 pm","0.00","0.00","0.00","0.00","3.00","26.00","20.00","19.00","13.00","14.50","10.50","8.00","10.00","6.00","9.00","13.00","2.00","2.00","0.00","0.00","0.00","0.00","156.00"]
[null," 4:01 to  5:00 pm","0.00","0.00","0.00","0.00","3.00","29.00","21.00","21.00","7.00","17.50","8.50","7.50","10.00","6.50","9.00","13.50","1.00","1.50","0.00","0.00","0.00","0.00","156.00"]
[null," 5:01 to  6:00 pm","0.00","0.00","0.00","0.00","3.00","30.00","26.50","33.50","21.50","32.50","20.00","13.00","25.00","19.00","21.00","26.50","6.00","0.50","0.00","0.00","0.00","0.00","278.00"]
[null," 6:01 to  7:00 pm","0.00","0.00","0.00","0.00","5.50","67.50","68.50","37.50","28.00","30.00","20.00","15.00","20.50","21.00","23.50","22.00","6.00","0.00","0.00","0.00","0.00","0.00","365.00"]
[null," 7:01 to  8:00 pm","0.00","0.00","0.00","0.00","5.00","67.50","70.50","38.00","29.00","28.50","19.50","18.00","18.50","21.50","24.50","20.00","4.50","0.00","0.00","0.00","0.00","0.00","365.00"]
[null," 8:01 to  9:00 pm","0.00","0.00","0.00","0.00","4.50","67.50","73.50","37.50","29.50","29.50","18.00","18.00","18.50","21.00","27.50","16.00","4.00","0.00","0.00","0.00","0.00","0.00","365.00"]
[null," 9:01 to 10:00 pm","0.00","0.00","0.00","0.00","4.00","68.50","74.50","38.50","30.50","27.00","18.00","18.00","18.00","21.00","31.00","12.00","4.00","0.00","0.00","0.00","0.00","0.00","365.00"]
[null,"10:01 to 11:00 pm","0.00","0.00","0.00","0.00","4.00","67.00","77.00","38.00","31.00","26.50","18.50","20.00","16.00","21.50","30.00","11.50","4.00","0.00","0.00","0.00","0.00","0.00","365.00"]
[null,"11:01 to 12:00 am","0.00","0.00","0.00","0.00","4.00","67.50","76.50","38.50","33.50","24.00","19.00","21.50","16.00","20.00","30.50","10.00","4.00","0.00","0.00","0.00","0.00","0.00","365.00"]
[null,"Total","0.00","0.00","0.00","0.00","152.00","1343.50","1216.00","676.50","564.50","492.00","327.50","360.50","354.50","364.50","505.00","253.50","51.50","9.50","0.00","0.00","0.00","0.00","6671.00"]
[]
[]
["Statistics"]
[]
[null,null,"Statistic"]
[null,"Minimum","15.19"]
[null,"Mean minus two standard deviations","13.37"]
[null,"Mean","19.96"]
[null,"Mean plus two standard deviations","26.56"]
[null,"Maximum","28.60"]
[null,"Standard deviation","3.30"]
[]
[]
["----------------------------------------------------------------------------------------------------"]
["REPORT:","ZONE OPERATIVE TEMPERATURE [C] [RT2012 BATIMENT à USAGE D'HABITATION - LOGEMENT COLLECTIF - OCCUPATION]"]
["FOR:","0RDC:HALL"]
["Values in table are in hours."]
[]
["Time Bin Results"]
[]
[null,null,"- [hr]","1 [hr]","2 [hr]","3 [hr]","4 [hr]","5 [hr]","6 [hr]","7 [hr]","8 [hr]","9 [hr]","10 [hr]","11 [hr]","12 [hr]","13 [hr]","14 [hr]","15 [hr]","16 [hr]","17 [hr]","18 [hr]","19 [hr]","20 [hr]","- [hr]","- [hr]"]
[null,"Interval Start","less than","12.00<=","13.00<=","14.00<=","15.00<=","16.00<=","17.00<=","18.00<=","19.00<=","20.00<=","21.00<=","22.00<=","23.00<=","24.00<=","25.00<=","26.00<=","27.00<=","28.00<=","29.00<=","30.00<=","31.00<=","equal to or more than","Row"]
[null,"Interval End","12.00","13.00>","14.00>","15.00>","16.00>","17.00>","18.00>","19.00>","20.00>","21.00>","22.00>","23.00>","24.00>","25.00>","26.00>","27.00>","28.00>","29.00>","30.00>","31.00>","32.00>","32.00","Total"]
[null,"January","0.00","0.00","0.00","41.00","232.00","253.50","31.50","2.50","1.50","0.00","0.00","0.00","0.00","0.00","0.00","0.00","0.00","0.00","0.00","0.00","0.00","0.00","562.00"]
[null,"February","0.00","0.00","0.00","0.00","89.00","346.50","61.50","9.50","5.50","0.00","0.00","0.00","0.00","0.00","0.00","0.00","0.00","0.00","0.00","0.00","0.00","0.00","512.00"]
[null,"March","0.00","0.00","0.00","0.00","29.00","203.50","299.50","30.00","11.00","2.00","0.00","0.00","0.00","0.00","0.00","0.00","0.00","0.00","0.00","0.00","0.00","0.00","575.00"]
[null,"April","0.00","0.00","0.00","0.00","0.00","48.00","182.50","150.50","124.00","31.00","6.00","0.00","0.00","0.00","0.00","0.00","0.00","0.00","0.00","0.00","0.00","0.00","542.00"]
[null,"May","0.00","0.00","0.00","0.00","0.00","0.00","3.50","66.50","175.50","149.00","94.50","53.00","20.00","0.00","0.00","0.00","0.00","0.00","0.00","0.00","0.00","0.00","562.00"]
[null,"June","0.00","0.00","0.00","0.00","0.00","0.00","0.00","0.00","43.50","105.50","27.50","103.00","154.00","101.50","20.00","5.00","0.00","0.00","0.00","0.00","0.00","0.00","560.00"]
[null,"July","0.00","0.00","0.00","0.00","0.00","0.00","0.00","0.00","0.00","0.00","4.00","58.50","88.00","134.50","182.50","83.00","11.50","0.00","0.00","0.00","0.00","0.00","562.00"]
[null,"August","0.00","0.00","0.00","0.00","0.00","0.00","0.00","0.00","0.00","0.00","0.00","0.00","31.00","148.00","227.00","117.00","33.50","9.50","0.00","0.00","0.00","0.00","566.00"]
[null,"September","0.00","0.00","0.00","0.00","0.00","0.00","0.00","0.00","81.50","94.50","96.50","174.00","69.50","27.00","5.50","2.50","0.00","0.00","0.00","0.00","0.00","0.00","551.00"]
[null,"October","0.00","0.00","0.00","0.00","0.00","2.00","135.50","203.00","82.00","91.50","39.50","8.50","0.00","0.00","0.00","0.00","0.00","0.00","0.00","0.00","0.00","0.00","562.00"]
[null,"November","0.00","0.00","0.00","0.00","44.50","258.00","158.00","78.00","12.50","0.00","0.00","0.00","0.00","0.00","0.00","0.00","0.00","0.00","0.00","0.00","0.00","0.00","551.00"]
[null,"December","0.00","0.00","0.00","0.00","158.00","366.50","36.50","5.00","0.00","0.00","0.00","0.00","0.00","0.00","0.00","0.00","0.00","0.00","0.00","0.00","0.00","0.00","566.00"]
[null,"12:01 to  1:00 am","0.00","0.00","0.00","1.00","25.00","90.00","54.00","26.50","31.50","25.50","13.00","23.00","18.50","24.00","25.50","6.50","1.00","0.00","0.00","0.00","0.00","0.00","365.00"]
[null," 1:01 to  2:00 am","0.00","0.00","0.00","2.00","25.50","93.00","52.50","24.00","34.50","23.00","12.50","24.50","18.50","24.50","24.00","6.00","0.50","0.00","0.00","0.00","0.00","0.00","365.00"]
[null," 2:01 to  3:00 am","0.00","0.00","0.00","2.00","30.00","89.00","52.50","27.00","31.50","23.50","11.50","25.00","18.50","27.50","21.00","6.00","0.00","0.00","0.00","0.00","0.00","0.00","365.00"]
[null," 3:01 to  4:00 am","0.00","0.00","0.00","2.00","35.00","89.00","49.50","27.50","30.00","24.50","10.00","24.50","20.00","29.00","18.00","6.00","0.00","0.00","0.00","0.00","0.00","0.00","365.00"]
[null," 4:01 to  5:00 am","0.00","0.00","0.00","2.00","37.00","92.50","45.50","28.50","29.50","23.50","10.50","24.00","22.00","29.00","16.50","4.50","0.00","0.00","0.00","0.00","0.00","0.00","365.00"]
[null," 5:01 to  6:00 am","0.00","0.00","0.00","3.00","40.00","92.50","44.50","27.50","28.50","23.00","11.00","23.00","23.50","30.50","16.00","2.00","0.00","0.00","0.00","0.00","0.00","0.00","365.00"]
[null," 6:01 to  7:00 am","0.00","0.00","0.00","3.00","42.50","93.00","43.00","26.50","27.00","23.50","10.00","23.50","23.00","28.50","18.50","3.00","0.00","0.00","0.00","0.00","0.00","0.00","365.00"]
[null," 7:01 to  8:00 am","0.00","0.00","0.00","3.00","46.00","87.00","42.00","26.50","29.00","23.50","9.50","24.00","22.50","25.50","21.00","5.50","0.00","0.00","0.00","0.00","0.00","0.00","365.00"]
[null," 8:01 to  9:00 am","0.00","0.00","0.00","3.00","46.00","80.50","29.50","14.50","13.00","10.00","4.50","9.50","7.50","10.00","11.50","3.50","0.00","0.00","0.00","0.00","0.00","0.00","243.00"]
[null," 9:01 to 10:00 am","0.00","0.00","0.00","2.00","16.50","31.00","17.50","9.50","9.50","8.00","2.00","5.50","6.50","4.00","11.00","1.50","0.50","0.00","0.00","0.00","0.00","0.00","125.00"]
[null,"10:01 to 11:00 am","0.00","0.00","0.00","2.00","5.50","20.50","14.50","9.00","10.50","8.50","3.50","4.50","7.00","3.00","10.00","4.50","1.00","0.00","0.00","0.00","0.00","0.00","104.00"]
[null,"11:01 to 12:00 pm","0.00","0.00","0.00","2.00","4.00","20.00","11.50","12.00","8.50","10.00","4.00","5.50","7.50","2.00","7.50","8.50","0.00","1.00","0.00","0.00","0.00","0.00","104.00"]
[null,"12:01 to  1:00 pm","0.00","0.00","0.00","2.00","3.00","19.50","9.50","12.00","9.00","10.50","5.50","4.50","7.00","4.50","6.50","8.00","1.50","1.00","0.00","0.00","0.00","0.00","104.00"]
[null," 1:01 to  2:00 pm","0.00","0.00","0.00","2.00","2.50","19.00","12.50","11.00","12.00","13.50","10.50","9.50","9.50","7.00","7.50","12.00","4.50","2.00","0.00","0.00","0.00","0.00","135.00"]
[null," 2:01 to  3:00 pm","0.00","0.00","0.00","1.00","6.50","25.00","19.50","15.00","13.50","11.00","12.50","9.00","11.00","5.50","7.50","12.50","4.50","2.00","0.00","0.00","0.00","0.00","156.00"]
[null," 3:01 to  4:00 pm","0.00","0.00","0.00","1.00","7.00","28.00","18.50","17.00","10.00","14.00","10.50","8.00","10.00","5.50","9.50","13.00","2.00","2.00","0.00","0.00","0.00","0.00","156.00"]
[null," 4:01 to  5:00 pm","0.00","0.00","0.00","1.00","8.00","29.00","21.00","17.00","5.00","17.50","8.50","8.50","8.50","7.00","10.00","11.50","2.00","1.50","0.00","0.00","0.00","0.00","156.00"]
[null," 5:01 to  6:00 pm","0.00","0.00","0.00","1.00","10.00","28.00","30.00","28.50","20.50","32.50","17.00","15.00","23.00","20.00","21.50","24.00","7.00","0.00","0.00","0.00","0.00","0.00","278.00"]
[null," 6:01 to  7:00 pm","0.00","0.00","0.00","1.00","26.50","67.50","59.50","31.00","28.00","27.50","19.00","17.50","16.50","20.00","23.50","21.50","6.00","0.00","0.00","0.00","0.00","0.00","365.00"]
[null," 7:01 to  8:00 pm","0.00","0.00","0.00","1.00","28.00","71.50","57.50","30.00","31.00","24.00","19.50","17.50","18.50","20.50","27.00","14.50","4.50","0.00","0.00","0.00","0.00","0.00","365.00"]
[null," 8:01 to  9:00 pm","0.00","0.00","0.00","1.00","26.00","73.50","58.50","30.50","33.00","22.50","18.00","22.00","14.50","21.00","31.00","9.50","4.00","0.00","0.00","0.00","0.00","0.00","365.00"]
[null," 9:01 to 10:00 pm","0.00","0.00","0.00","1.00","28.00","74.50","58.00","30.50","33.00","22.50","16.50","22.50","14.50","21.50","31.50","8.00","3.00","0.00","0.00","0.00","0.00","0.00","365.00"]
[null,"10:01 to 11:00 pm","0.00","0.00","0.00","1.00","27.50","79.50","54.00","33.50","29.50","25.50","14.00","23.50","17.50","19.00","30.50","8.00","2.00","0.00","0.00","0.00","0.00","0.00","365.00"]
[null,"11:01 to 12:00 am","0.00","0.00","0.00","1.00","26.50","85.00","53.50","30.00","29.50","26.00","14.50","23.00","17.00","22.00","28.50","7.50","1.00","0.00","0.00","0.00","0.00","0.00","365.00"]
[null,"Total","0.00","0.00","0.00","41.00","552.50","1478.00","908.50","545.00","537.00","473.50","268.00","397.00","362.50","411.00","435.00","207.50","45.00","9.50","0.00","0.00","0.00","0.00","6671.00"]
[]
[]
["Statistics"]
[]
[null,null,"Statistic"]
[null,"Minimum","14.53"]
[null,"Mean minus two standard deviations","12.85"]
[null,"Mean","19.64"]
[null,"Mean plus two standard deviations","26.44"]
[null,"Maximum","28.93"]
[null,"Standard deviation","3.40"]
[]
[]
["----------------------------------------------------------------------------------------------------"]
["REPORT:","ZONE MEAN AIR TEMPERATURE [C] [OFF 24/7]"]
["FOR:","0RDC:LOCALPOUBELLES"]
["Values in table are in hours."]
[]
["Time Bin Results"]
[]
[null,null,"- [hr]","1 [hr]","2 [hr]","3 [hr]","4 [hr]","5 [hr]","6 [hr]","7 [hr]","8 [hr]","9 [hr]","10 [hr]","11 [hr]","12 [hr]","13 [hr]","14 [hr]","15 [hr]","16 [hr]","17 [hr]","18 [hr]","19 [hr]","20 [hr]","- [hr]","- [hr]"]
[null,"Interval Start","less than","12.00<=","13.00<=","14.00<=","15.00<=","16.00<=","17.00<=","18.00<=","19.00<=","20.00<=","21.00<=","22.00<=","23.00<=","24.00<=","25.00<=","26.00<=","27.00<=","28.00<=","29.00<=","30.00<=","31.00<=","equal to or more than","Row"]
[null,"Interval End","12.00","13.00>","14.00>","15.00>","16.00>","17.00>","18.00>","19.00>","20.00>","21.00>","22.00>","23.00>","24.00>","25.00>","26.00>","27.00>","28.00>","29.00>","30.00>","31.00>","32.00>","32.00","Total"]
[null,"January","0.00","0.00","0.00","0.00","0.00","0.00","0.00","0.00","0.00","0.00","0.00","0.00","0.00","0.00","0.00","0.00","0.00","0.00","0.00","0.00","0.00","0.00","0.00"]
[null,"February","0.00","0.00","0.00","0.00","0.00","0.00","0.00","0.00","0.00","0.00","0.00","0.00","0.00","0.00","0.00","0.00","0.00","0.00","0.00","0.00","0.00","0.00","0.00"]
[null,"March","0.00","0.00","0.00","0.00","0.00","0.00","0.00","0.00","0.00","0.00","0.00","0.00","0.00","0.00","0.00","0.00","0.00","0.00","0.00","0.00","0.00","0.00","0.00"]
[null,"April","0.00","0.00","0.00","0.00","0.00","0.00","0.00","0.00","0.00","0.00","0.00","0.00","0.00","0.00","0.00","0.00","0.00","0.00","0.00","0.00","0.00","0.00","0.00"]
[null,"May","0.00","0.00","0.00","0.00","0.00","0.00","0.00","0.00","0.00","0.00","0.00","0.00","0.00","0.00","0.00","0.00","0.00","0.00","0.00","0.00","0.00","0.00","0.00"]
[null,"June","0.00","0.00","0.00","0.00","0.00","0.00","0.00","0.00","0.00","0.00","0.00","0.00","0.00","0.00","0.00","0.00","0.00","0.00","0.00","0.00","0.00","0.00","0.00"]
[null,"July","0.00","0.00","0.00","0.00","0.00","0.00","0.00","0.00","0.00","0.00","0.00","0.00","0.00","0.00","0.00","0.00","0.00","0.00","0.00","0.00","0.00","0.00","0.00"]
[null,"August","0.00","0.00","0.00","0.00","0.00","0.00","0.00","0.00","0.00","0.00","0.00","0.00","0.00","0.00","0.00","0.00","0.00","0.00","0.00","0.00","0.00","0.00","0.00"]
[null,"September","0.00","0.00","0.00","0.00","0.00","0.00","0.00","0.00","0.00","0.00","0.00","0.00","0.00","0.00","0.00","0.00","0.00","0.00","0.00","0.00","0.00","0.00","0.00"]
[null,"October","0.00","0.00","0.00","0.00","0.00","0.00","0.00","0.00","0.00","0.00","0.00","0.00","0.00","0.00","0.00","0.00","0.00","0.00","0.00","0.00","0.00","0.00","0.00"]
[null,"November","0.00","0.00","0.00","0.00","0.00","0.00","0.00","0.00","0.00","0.00","0.00","0.00","0.00","0.00","0.00","0.00","0.00","0.00","0.00","0.00","0.00","0.00","0.00"]
[null,"December","0.00","0.00","0.00","0.00","0.00","0.00","0.00","0.00","0.00","0.00","0.00","0.00","0.00","0.00","0.00","0.00","0.00","0.00","0.00","0.00","0.00","0.00","0.00"]
[null,"12:01 to  1:00 am","0.00","0.00","0.00","0.00","0.00","0.00","0.00","0.00","0.00","0.00","0.00","0.00","0.00","0.00","0.00","0.00","0.00","0.00","0.00","0.00","0.00","0.00","0.00"]
[null," 1:01 to  2:00 am","0.00","0.00","0.00","0.00","0.00","0.00","0.00","0.00","0.00","0.00","0.00","0.00","0.00","0.00","0.00","0.00","0.00","0.00","0.00","0.00","0.00","0.00","0.00"]
[null," 2:01 to  3:00 am","0.00","0.00","0.00","0.00","0.00","0.00","0.00","0.00","0.00","0.00","0.00","0.00","0.00","0.00","0.00","0.00","0.00","0.00","0.00","0.00","0.00","0.00","0.00"]
[null," 3:01 to  4:00 am","0.00","0.00","0.00","0.00","0.00","0.00","0.00","0.00","0.00","0.00","0.00","0.00","0.00","0.00","0.00","0.00","0.00","0.00","0.00","0.00","0.00","0.00","0.00"]
[null," 4:01 to  5:00 am","0.00","0.00","0.00","0.00","0.00","0.00","0.00","0.00","0.00","0.00","0.00","0.00","0.00","0.00","0.00","0.00","0.00","0.00","0.00","0.00","0.00","0.00","0.00"]
[null," 5:01 to  6:00 am","0.00","0.00","0.00","0.00","0.00","0.00","0.00","0.00","0.00","0.00","0.00","0.00","0.00","0.00","0.00","0.00","0.00","0.00","0.00","0.00","0.00","0.00","0.00"]
[null," 6:01 to  7:00 am","0.00","0.00","0.00","0.00","0.00","0.00","0.00","0.00","0.00","0.00","0.00","0.00","0.00","0.00","0.00","0.00","0.00","0.00","0.00","0.00","0.00","0.00","0.00"]
[null," 7:01 to  8:00 am","0.00","0.00","0.00","0.00","0.00","0.00","0.00","0.00","0.00","0.00","0.00","0.00","0.00","0.00","0.00","0.00","0.00","0.00","0.00","0.00","0.00","0.00","0.00"]
[null," 8:01 to  9:00 am","0.00","0.00","0.00","0.00","0.00","0.00","0.00","0.00","0.00","0.00","0.00","0.00","0.00","0.00","0.00","0.00","0.00","0.00","0.00","0.00","0.00","0.00","0.00"]
[null," 9:01 to 10:00 am","0.00","0.00","0.00","0.00","0.00","0.00","0.00","0.00","0.00","0.00","0.00","0.00","0.00","0.00","0.00","0.00","0.00","0.00","0.00","0.00","0.00","0.00","0.00"]
[null,"10:01 to 11:00 am","0.00","0.00","0.00","0.00","0.00","0.00","0.00","0.00","0.00","0.00","0.00","0.00","0.00","0.00","0.00","0.00","0.00","0.00","0.00","0.00","0.00","0.00","0.00"]
[null,"11:01 to 12:00 pm","0.00","0.00","0.00","0.00","0.00","0.00","0.00","0.00","0.00","0.00","0.00","0.00","0.00","0.00","0.00","0.00","0.00","0.00","0.00","0.00","0.00","0.00","0.00"]
[null,"12:01 to  1:00 pm","0.00","0.00","0.00","0.00","0.00","0.00","0.00","0.00","0.00","0.00","0.00","0.00","0.00","0.00","0.00","0.00","0.00","0.00","0.00","0.00","0.00","0.00","0.00"]
[null," 1:01 to  2:00 pm","0.00","0.00","0.00","0.00","0.00","0.00","0.00","0.00","0.00","0.00","0.00","0.00","0.00","0.00","0.00","0.00","0.00","0.00","0.00","0.00","0.00","0.00","0.00"]
[null," 2:01 to  3:00 pm","0.00","0.00","0.00","0.00","0.00","0.00","0.00","0.00","0.00","0.00","0.00","0.00","0.00","0.00","0.00","0.00","0.00","0.00","0.00","0.00","0.00","0.00","0.00"]
[null," 3:01 to  4:00 pm","0.00","0.00","0.00","0.00","0.00","0.00","0.00","0.00","0.00","0.00","0.00","0.00","0.00","0.00","0.00","0.00","0.00","0.00","0.00","0.00","0.00","0.00","0.00"]
[null," 4:01 to  5:00 pm","0.00","0.00","0.00","0.00","0.00","0.00","0.00","0.00","0.00","0.00","0.00","0.00","0.00","0.00","0.00","0.00","0.00","0.00","0.00","0.00","0.00","0.00","0.00"]
[null," 5:01 to  6:00 pm","0.00","0.00","0.00","0.00","0.00","0.00","0.00","0.00","0.00","0.00","0.00","0.00","0.00","0.00","0.00","0.00","0.00","0.00","0.00","0.00","0.00","0.00","0.00"]
[null," 6:01 to  7:00 pm","0.00","0.00","0.00","0.00","0.00","0.00","0.00","0.00","0.00","0.00","0.00","0.00","0.00","0.00","0.00","0.00","0.00","0.00","0.00","0.00","0.00","0.00","0.00"]
[null," 7:01 to  8:00 pm","0.00","0.00","0.00","0.00","0.00","0.00","0.00","0.00","0.00","0.00","0.00","0.00","0.00","0.00","0.00","0.00","0.00","0.00","0.00","0.00","0.00","0.00","0.00"]
[null," 8:01 to  9:00 pm","0.00","0.00","0.00","0.00","0.00","0.00","0.00","0.00","0.00","0.00","0.00","0.00","0.00","0.00","0.00","0.00","0.00","0.00","0.00","0.00","0.00","0.00","0.00"]
[null," 9:01 to 10:00 pm","0.00","0.00","0.00","0.00","0.00","0.00","0.00","0.00","0.00","0.00","0.00","0.00","0.00","0.00","0.00","0.00","0.00","0.00","0.00","0.00","0.00","0.00","0.00"]
[null,"10:01 to 11:00 pm","0.00","0.00","0.00","0.00","0.00","0.00","0.00","0.00","0.00","0.00","0.00","0.00","0.00","0.00","0.00","0.00","0.00","0.00","0.00","0.00","0.00","0.00","0.00"]
[null,"11:01 to 12:00 am","0.00","0.00","0.00","0.00","0.00","0.00","0.00","0.00","0.00","0.00","0.00","0.00","0.00","0.00","0.00","0.00","0.00","0.00","0.00","0.00","0.00","0.00","0.00"]
[null,"Total","0.00","0.00","0.00","0.00","0.00","0.00","0.00","0.00","0.00","0.00","0.00","0.00","0.00","0.00","0.00","0.00","0.00","0.00","0.00","0.00","0.00","0.00","0.00"]
[]
[]
["Statistics"]
[]
[null,null,"Statistic"]
[null,"Minimum","0.179769+309"]
[null,"Mean minus two standard deviations","0.00"]
[null,"Mean","0.00"]
[null,"Mean plus two standard deviations","0.00"]
[null,"Maximum","-.179769+309"]
[null,"Standard deviation","0.00"]
[]
[]
["----------------------------------------------------------------------------------------------------"]
["REPORT:","ZONE MEAN RADIANT TEMPERATURE [C] [OFF 24/7]"]
["FOR:","0RDC:LOCALPOUBELLES"]
["Values in table are in hours."]
[]
["Time Bin Results"]
[]
[null,null,"- [hr]","1 [hr]","2 [hr]","3 [hr]","4 [hr]","5 [hr]","6 [hr]","7 [hr]","8 [hr]","9 [hr]","10 [hr]","11 [hr]","12 [hr]","13 [hr]","14 [hr]","15 [hr]","16 [hr]","17 [hr]","18 [hr]","19 [hr]","20 [hr]","- [hr]","- [hr]"]
[null,"Interval Start","less than","12.00<=","13.00<=","14.00<=","15.00<=","16.00<=","17.00<=","18.00<=","19.00<=","20.00<=","21.00<=","22.00<=","23.00<=","24.00<=","25.00<=","26.00<=","27.00<=","28.00<=","29.00<=","30.00<=","31.00<=","equal to or more than","Row"]
[null,"Interval End","12.00","13.00>","14.00>","15.00>","16.00>","17.00>","18.00>","19.00>","20.00>","21.00>","22.00>","23.00>","24.00>","25.00>","26.00>","27.00>","28.00>","29.00>","30.00>","31.00>","32.00>","32.00","Total"]
[null,"January","0.00","0.00","0.00","0.00","0.00","0.00","0.00","0.00","0.00","0.00","0.00","0.00","0.00","0.00","0.00","0.00","0.00","0.00","0.00","0.00","0.00","0.00","0.00"]
[null,"February","0.00","0.00","0.00","0.00","0.00","0.00","0.00","0.00","0.00","0.00","0.00","0.00","0.00","0.00","0.00","0.00","0.00","0.00","0.00","0.00","0.00","0.00","0.00"]
[null,"March","0.00","0.00","0.00","0.00","0.00","0.00","0.00","0.00","0.00","0.00","0.00","0.00","0.00","0.00","0.00","0.00","0.00","0.00","0.00","0.00","0.00","0.00","0.00"]
[null,"April","0.00","0.00","0.00","0.00","0.00","0.00","0.00","0.00","0.00","0.00","0.00","0.00","0.00","0.00","0.00","0.00","0.00","0.00","0.00","0.00","0.00","0.00","0.00"]
[null,"May","0.00","0.00","0.00","0.00","0.00","0.00","0.00","0.00","0.00","0.00","0.00","0.00","0.00","0.00","0.00","0.00","0.00","0.00","0.00","0.00","0.00","0.00","0.00"]
[null,"June","0.00","0.00","0.00","0.00","0.00","0.00","0.00","0.00","0.00","0.00","0.00","0.00","0.00","0.00","0.00","0.00","0.00","0.00","0.00","0.00","0.00","0.00","0.00"]
[null,"July","0.00","0.00","0.00","0.00","0.00","0.00","0.00","0.00","0.00","0.00","0.00","0.00","0.00","0.00","0.00","0.00","0.00","0.00","0.00","0.00","0.00","0.00","0.00"]
[null,"August","0.00","0.00","0.00","0.00","0.00","0.00","0.00","0.00","0.00","0.00","0.00","0.00","0.00","0.00","0.00","0.00","0.00","0.00","0.00","0.00","0.00","0.00","0.00"]
[null,"September","0.00","0.00","0.00","0.00","0.00","0.00","0.00","0.00","0.00","0.00","0.00","0.00","0.00","0.00","0.00","0.00","0.00","0.00","0.00","0.00","0.00","0.00","0.00"]
[null,"October","0.00","0.00","0.00","0.00","0.00","0.00","0.00","0.00","0.00","0.00","0.00","0.00","0.00","0.00","0.00","0.00","0.00","0.00","0.00","0.00","0.00","0.00","0.00"]
[null,"November","0.00","0.00","0.00","0.00","0.00","0.00","0.00","0.00","0.00","0.00","0.00","0.00","0.00","0.00","0.00","0.00","0.00","0.00","0.00","0.00","0.00","0.00","0.00"]
[null,"December","0.00","0.00","0.00","0.00","0.00","0.00","0.00","0.00","0.00","0.00","0.00","0.00","0.00","0.00","0.00","0.00","0.00","0.00","0.00","0.00","0.00","0.00","0.00"]
[null,"12:01 to  1:00 am","0.00","0.00","0.00","0.00","0.00","0.00","0.00","0.00","0.00","0.00","0.00","0.00","0.00","0.00","0.00","0.00","0.00","0.00","0.00","0.00","0.00","0.00","0.00"]
[null," 1:01 to  2:00 am","0.00","0.00","0.00","0.00","0.00","0.00","0.00","0.00","0.00","0.00","0.00","0.00","0.00","0.00","0.00","0.00","0.00","0.00","0.00","0.00","0.00","0.00","0.00"]
[null," 2:01 to  3:00 am","0.00","0.00","0.00","0.00","0.00","0.00","0.00","0.00","0.00","0.00","0.00","0.00","0.00","0.00","0.00","0.00","0.00","0.00","0.00","0.00","0.00","0.00","0.00"]
[null," 3:01 to  4:00 am","0.00","0.00","0.00","0.00","0.00","0.00","0.00","0.00","0.00","0.00","0.00","0.00","0.00","0.00","0.00","0.00","0.00","0.00","0.00","0.00","0.00","0.00","0.00"]
[null," 4:01 to  5:00 am","0.00","0.00","0.00","0.00","0.00","0.00","0.00","0.00","0.00","0.00","0.00","0.00","0.00","0.00","0.00","0.00","0.00","0.00","0.00","0.00","0.00","0.00","0.00"]
[null," 5:01 to  6:00 am","0.00","0.00","0.00","0.00","0.00","0.00","0.00","0.00","0.00","0.00","0.00","0.00","0.00","0.00","0.00","0.00","0.00","0.00","0.00","0.00","0.00","0.00","0.00"]
[null," 6:01 to  7:00 am","0.00","0.00","0.00","0.00","0.00","0.00","0.00","0.00","0.00","0.00","0.00","0.00","0.00","0.00","0.00","0.00","0.00","0.00","0.00","0.00","0.00","0.00","0.00"]
[null," 7:01 to  8:00 am","0.00","0.00","0.00","0.00","0.00","0.00","0.00","0.00","0.00","0.00","0.00","0.00","0.00","0.00","0.00","0.00","0.00","0.00","0.00","0.00","0.00","0.00","0.00"]
[null," 8:01 to  9:00 am","0.00","0.00","0.00","0.00","0.00","0.00","0.00","0.00","0.00","0.00","0.00","0.00","0.00","0.00","0.00","0.00","0.00","0.00","0.00","0.00","0.00","0.00","0.00"]
[null," 9:01 to 10:00 am","0.00","0.00","0.00","0.00","0.00","0.00","0.00","0.00","0.00","0.00","0.00","0.00","0.00","0.00","0.00","0.00","0.00","0.00","0.00","0.00","0.00","0.00","0.00"]
[null,"10:01 to 11:00 am","0.00","0.00","0.00","0.00","0.00","0.00","0.00","0.00","0.00","0.00","0.00","0.00","0.00","0.00","0.00","0.00","0.00","0.00","0.00","0.00","0.00","0.00","0.00"]
[null,"11:01 to 12:00 pm","0.00","0.00","0.00","0.00","0.00","0.00","0.00","0.00","0.00","0.00","0.00","0.00","0.00","0.00","0.00","0.00","0.00","0.00","0.00","0.00","0.00","0.00","0.00"]
[null,"12:01 to  1:00 pm","0.00","0.00","0.00","0.00","0.00","0.00","0.00","0.00","0.00","0.00","0.00","0.00","0.00","0.00","0.00","0.00","0.00","0.00","0.00","0.00","0.00","0.00","0.00"]
[null," 1:01 to  2:00 pm","0.00","0.00","0.00","0.00","0.00","0.00","0.00","0.00","0.00","0.00","0.00","0.00","0.00","0.00","0.00","0.00","0.00","0.00","0.00","0.00","0.00","0.00","0.00"]
[null," 2:01 to  3:00 pm","0.00","0.00","0.00","0.00","0.00","0.00","0.00","0.00","0.00","0.00","0.00","0.00","0.00","0.00","0.00","0.00","0.00","0.00","0.00","0.00","0.00","0.00","0.00"]
[null," 3:01 to  4:00 pm","0.00","0.00","0.00","0.00","0.00","0.00","0.00","0.00","0.00","0.00","0.00","0.00","0.00","0.00","0.00","0.00","0.00","0.00","0.00","0.00","0.00","0.00","0.00"]
[null," 4:01 to  5:00 pm","0.00","0.00","0.00","0.00","0.00","0.00","0.00","0.00","0.00","0.00","0.00","0.00","0.00","0.00","0.00","0.00","0.00","0.00","0.00","0.00","0.00","0.00","0.00"]
[null," 5:01 to  6:00 pm","0.00","0.00","0.00","0.00","0.00","0.00","0.00","0.00","0.00","0.00","0.00","0.00","0.00","0.00","0.00","0.00","0.00","0.00","0.00","0.00","0.00","0.00","0.00"]
[null," 6:01 to  7:00 pm","0.00","0.00","0.00","0.00","0.00","0.00","0.00","0.00","0.00","0.00","0.00","0.00","0.00","0.00","0.00","0.00","0.00","0.00","0.00","0.00","0.00","0.00","0.00"]
[null," 7:01 to  8:00 pm","0.00","0.00","0.00","0.00","0.00","0.00","0.00","0.00","0.00","0.00","0.00","0.00","0.00","0.00","0.00","0.00","0.00","0.00","0.00","0.00","0.00","0.00","0.00"]
[null," 8:01 to  9:00 pm","0.00","0.00","0.00","0.00","0.00","0.00","0.00","0.00","0.00","0.00","0.00","0.00","0.00","0.00","0.00","0.00","0.00","0.00","0.00","0.00","0.00","0.00","0.00"]
[null," 9:01 to 10:00 pm","0.00","0.00","0.00","0.00","0.00","0.00","0.00","0.00","0.00","0.00","0.00","0.00","0.00","0.00","0.00","0.00","0.00","0.00","0.00","0.00","0.00","0.00","0.00"]
[null,"10:01 to 11:00 pm","0.00","0.00","0.00","0.00","0.00","0.00","0.00","0.00","0.00","0.00","0.00","0.00","0.00","0.00","0.00","0.00","0.00","0.00","0.00","0.00","0.00","0.00","0.00"]
[null,"11:01 to 12:00 am","0.00","0.00","0.00","0.00","0.00","0.00","0.00","0.00","0.00","0.00","0.00","0.00","0.00","0.00","0.00","0.00","0.00","0.00","0.00","0.00","0.00","0.00","0.00"]
[null,"Total","0.00","0.00","0.00","0.00","0.00","0.00","0.00","0.00","0.00","0.00","0.00","0.00","0.00","0.00","0.00","0.00","0.00","0.00","0.00","0.00","0.00","0.00","0.00"]
[]
[]
["Statistics"]
[]
[null,null,"Statistic"]
[null,"Minimum","0.179769+309"]
[null,"Mean minus two standard deviations","0.00"]
[null,"Mean","0.00"]
[null,"Mean plus two standard deviations","0.00"]
[null,"Maximum","-.179769+309"]
[null,"Standard deviation","0.00"]
[]
[]
["----------------------------------------------------------------------------------------------------"]
["REPORT:","ZONE OPERATIVE TEMPERATURE [C] [OFF 24/7]"]
["FOR:","0RDC:LOCALPOUBELLES"]
["Values in table are in hours."]
[]
["Time Bin Results"]
[]
[null,null,"- [hr]","1 [hr]","2 [hr]","3 [hr]","4 [hr]","5 [hr]","6 [hr]","7 [hr]","8 [hr]","9 [hr]","10 [hr]","11 [hr]","12 [hr]","13 [hr]","14 [hr]","15 [hr]","16 [hr]","17 [hr]","18 [hr]","19 [hr]","20 [hr]","- [hr]","- [hr]"]
[null,"Interval Start","less than","12.00<=","13.00<=","14.00<=","15.00<=","16.00<=","17.00<=","18.00<=","19.00<=","20.00<=","21.00<=","22.00<=","23.00<=","24.00<=","25.00<=","26.00<=","27.00<=","28.00<=","29.00<=","30.00<=","31.00<=","equal to or more than","Row"]
[null,"Interval End","12.00","13.00>","14.00>","15.00>","16.00>","17.00>","18.00>","19.00>","20.00>","21.00>","22.00>","23.00>","24.00>","25.00>","26.00>","27.00>","28.00>","29.00>","30.00>","31.00>","32.00>","32.00","Total"]
[null,"January","0.00","0.00","0.00","0.00","0.00","0.00","0.00","0.00","0.00","0.00","0.00","0.00","0.00","0.00","0.00","0.00","0.00","0.00","0.00","0.00","0.00","0.00","0.00"]
[null,"February","0.00","0.00","0.00","0.00","0.00","0.00","0.00","0.00","0.00","0.00","0.00","0.00","0.00","0.00","0.00","0.00","0.00","0.00","0.00","0.00","0.00","0.00","0.00"]
[null,"March","0.00","0.00","0.00","0.00","0.00","0.00","0.00","0.00","0.00","0.00","0.00","0.00","0.00","0.00","0.00","0.00","0.00","0.00","0.00","0.00","0.00","0.00","0.00"]
[null,"April","0.00","0.00","0.00","0.00","0.00","0.00","0.00","0.00","0.00","0.00","0.00","0.00","0.00","0.00","0.00","0.00","0.00","0.00","0.00","0.00","0.00","0.00","0.00"]
[null,"May","0.00","0.00","0.00","0.00","0.00","0.00","0.00","0.00","0.00","0.00","0.00","0.00","0.00","0.00","0.00","0.00","0.00","0.00","0.00","0.00","0.00","0.00","0.00"]
[null,"June","0.00","0.00","0.00","0.00","0.00","0.00","0.00","0.00","0.00","0.00","0.00","0.00","0.00","0.00","0.00","0.00","0.00","0.00","0.00","0.00","0.00","0.00","0.00"]
[null,"July","0.00","0.00","0.00","0.00","0.00","0.00","0.00","0.00","0.00","0.00","0.00","0.00","0.00","0.00","0.00","0.00","0.00","0.00","0.00","0.00","0.00","0.00","0.00"]
[null,"August","0.00","0.00","0.00","0.00","0.00","0.00","0.00","0.00","0.00","0.00","0.00","0.00","0.00","0.00","0.00","0.00","0.00","0.00","0.00","0.00","0.00","0.00","0.00"]
[null,"September","0.00","0.00","0.00","0.00","0.00","0.00","0.00","0.00","0.00","0.00","0.00","0.00","0.00","0.00","0.00","0.00","0.00","0.00","0.00","0.00","0.00","0.00","0.00"]
[null,"October","0.00","0.00","0.00","0.00","0.00","0.00","0.00","0.00","0.00","0.00","0.00","0.00","0.00","0.00","0.00","0.00","0.00","0.00","0.00","0.00","0.00","0.00","0.00"]
[null,"November","0.00","0.00","0.00","0.00","0.00","0.00","0.00","0.00","0.00","0.00","0.00","0.00","0.00","0.00","0.00","0.00","0.00","0.00","0.00","0.00","0.00","0.00","0.00"]
[null,"December","0.00","0.00","0.00","0.00","0.00","0.00","0.00","0.00","0.00","0.00","0.00","0.00","0.00","0.00","0.00","0.00","0.00","0.00","0.00","0.00","0.00","0.00","0.00"]
[null,"12:01 to  1:00 am","0.00","0.00","0.00","0.00","0.00","0.00","0.00","0.00","0.00","0.00","0.00","0.00","0.00","0.00","0.00","0.00","0.00","0.00","0.00","0.00","0.00","0.00","0.00"]
[null," 1:01 to  2:00 am","0.00","0.00","0.00","0.00","0.00","0.00","0.00","0.00","0.00","0.00","0.00","0.00","0.00","0.00","0.00","0.00","0.00","0.00","0.00","0.00","0.00","0.00","0.00"]
[null," 2:01 to  3:00 am","0.00","0.00","0.00","0.00","0.00","0.00","0.00","0.00","0.00","0.00","0.00","0.00","0.00","0.00","0.00","0.00","0.00","0.00","0.00","0.00","0.00","0.00","0.00"]
[null," 3:01 to  4:00 am","0.00","0.00","0.00","0.00","0.00","0.00","0.00","0.00","0.00","0.00","0.00","0.00","0.00","0.00","0.00","0.00","0.00","0.00","0.00","0.00","0.00","0.00","0.00"]
[null," 4:01 to  5:00 am","0.00","0.00","0.00","0.00","0.00","0.00","0.00","0.00","0.00","0.00","0.00","0.00","0.00","0.00","0.00","0.00","0.00","0.00","0.00","0.00","0.00","0.00","0.00"]
[null," 5:01 to  6:00 am","0.00","0.00","0.00","0.00","0.00","0.00","0.00","0.00","0.00","0.00","0.00","0.00","0.00","0.00","0.00","0.00","0.00","0.00","0.00","0.00","0.00","0.00","0.00"]
[null," 6:01 to  7:00 am","0.00","0.00","0.00","0.00","0.00","0.00","0.00","0.00","0.00","0.00","0.00","0.00","0.00","0.00","0.00","0.00","0.00","0.00","0.00","0.00","0.00","0.00","0.00"]
[null," 7:01 to  8:00 am","0.00","0.00","0.00","0.00","0.00","0.00","0.00","0.00","0.00","0.00","0.00","0.00","0.00","0.00","0.00","0.00","0.00","0.00","0.00","0.00","0.00","0.00","0.00"]
[null," 8:01 to  9:00 am","0.00","0.00","0.00","0.00","0.00","0.00","0.00","0.00","0.00","0.00","0.00","0.00","0.00","0.00","0.00","0.00","0.00","0.00","0.00","0.00","0.00","0.00","0.00"]
[null," 9:01 to 10:00 am","0.00","0.00","0.00","0.00","0.00","0.00","0.00","0.00","0.00","0.00","0.00","0.00","0.00","0.00","0.00","0.00","0.00","0.00","0.00","0.00","0.00","0.00","0.00"]
[null,"10:01 to 11:00 am","0.00","0.00","0.00","0.00","0.00","0.00","0.00","0.00","0.00","0.00","0.00","0.00","0.00","0.00","0.00","0.00","0.00","0.00","0.00","0.00","0.00","0.00","0.00"]
[null,"11:01 to 12:00 pm","0.00","0.00","0.00","0.00","0.00","0.00","0.00","0.00","0.00","0.00","0.00","0.00","0.00","0.00","0.00","0.00","0.00","0.00","0.00","0.00","0.00","0.00","0.00"]
[null,"12:01 to  1:00 pm","0.00","0.00","0.00","0.00","0.00","0.00","0.00","0.00","0.00","0.00","0.00","0.00","0.00","0.00","0.00","0.00","0.00","0.00","0.00","0.00","0.00","0.00","0.00"]
[null," 1:01 to  2:00 pm","0.00","0.00","0.00","0.00","0.00","0.00","0.00","0.00","0.00","0.00","0.00","0.00","0.00","0.00","0.00","0.00","0.00","0.00","0.00","0.00","0.00","0.00","0.00"]
[null," 2:01 to  3:00 pm","0.00","0.00","0.00","0.00","0.00","0.00","0.00","0.00","0.00","0.00","0.00","0.00","0.00","0.00","0.00","0.00","0.00","0.00","0.00","0.00","0.00","0.00","0.00"]
[null," 3:01 to  4:00 pm","0.00","0.00","0.00","0.00","0.00","0.00","0.00","0.00","0.00","0.00","0.00","0.00","0.00","0.00","0.00","0.00","0.00","0.00","0.00","0.00","0.00","0.00","0.00"]
[null," 4:01 to  5:00 pm","0.00","0.00","0.00","0.00","0.00","0.00","0.00","0.00","0.00","0.00","0.00","0.00","0.00","0.00","0.00","0.00","0.00","0.00","0.00","0.00","0.00","0.00","0.00"]
[null," 5:01 to  6:00 pm","0.00","0.00","0.00","0.00","0.00","0.00","0.00","0.00","0.00","0.00","0.00","0.00","0.00","0.00","0.00","0.00","0.00","0.00","0.00","0.00","0.00","0.00","0.00"]
[null," 6:01 to  7:00 pm","0.00","0.00","0.00","0.00","0.00","0.00","0.00","0.00","0.00","0.00","0.00","0.00","0.00","0.00","0.00","0.00","0.00","0.00","0.00","0.00","0.00","0.00","0.00"]
[null," 7:01 to  8:00 pm","0.00","0.00","0.00","0.00","0.00","0.00","0.00","0.00","0.00","0.00","0.00","0.00","0.00","0.00","0.00","0.00","0.00","0.00","0.00","0.00","0.00","0.00","0.00"]
[null," 8:01 to  9:00 pm","0.00","0.00","0.00","0.00","0.00","0.00","0.00","0.00","0.00","0.00","0.00","0.00","0.00","0.00","0.00","0.00","0.00","0.00","0.00","0.00","0.00","0.00","0.00"]
[null," 9:01 to 10:00 pm","0.00","0.00","0.00","0.00","0.00","0.00","0.00","0.00","0.00","0.00","0.00","0.00","0.00","0.00","0.00","0.00","0.00","0.00","0.00","0.00","0.00","0.00","0.00"]
[null,"10:01 to 11:00 pm","0.00","0.00","0.00","0.00","0.00","0.00","0.00","0.00","0.00","0.00","0.00","0.00","0.00","0.00","0.00","0.00","0.00","0.00","0.00","0.00","0.00","0.00","0.00"]
[null,"11:01 to 12:00 am","0.00","0.00","0.00","0.00","0.00","0.00","0.00","0.00","0.00","0.00","0.00","0.00","0.00","0.00","0.00","0.00","0.00","0.00","0.00","0.00","0.00","0.00","0.00"]
[null,"Total","0.00","0.00","0.00","0.00","0.00","0.00","0.00","0.00","0.00","0.00","0.00","0.00","0.00","0.00","0.00","0.00","0.00","0.00","0.00","0.00","0.00","0.00","0.00"]
[]
[]
["Statistics"]
[]
[null,null,"Statistic"]
[null,"Minimum","0.179769+309"]
[null,"Mean minus two standard deviations","0.00"]
[null,"Mean","0.00"]
[null,"Mean plus two standard deviations","0.00"]
[null,"Maximum","-.179769+309"]
[null,"Standard deviation","0.00"]
[]
[]
["----------------------------------------------------------------------------------------------------"]
["REPORT:","ZONE MEAN AIR TEMPERATURE [C] [OFF 24/7]"]
["FOR:","SOUSSOL:GARAGE"]
["Values in table are in hours."]
[]
["Time Bin Results"]
[]
[null,null,"- [hr]","1 [hr]","2 [hr]","3 [hr]","4 [hr]","5 [hr]","6 [hr]","7 [hr]","8 [hr]","9 [hr]","10 [hr]","11 [hr]","12 [hr]","13 [hr]","14 [hr]","15 [hr]","16 [hr]","17 [hr]","18 [hr]","19 [hr]","20 [hr]","- [hr]","- [hr]"]
[null,"Interval Start","less than","12.00<=","13.00<=","14.00<=","15.00<=","16.00<=","17.00<=","18.00<=","19.00<=","20.00<=","21.00<=","22.00<=","23.00<=","24.00<=","25.00<=","26.00<=","27.00<=","28.00<=","29.00<=","30.00<=","31.00<=","equal to or more than","Row"]
[null,"Interval End","12.00","13.00>","14.00>","15.00>","16.00>","17.00>","18.00>","19.00>","20.00>","21.00>","22.00>","23.00>","24.00>","25.00>","26.00>","27.00>","28.00>","29.00>","30.00>","31.00>","32.00>","32.00","Total"]
[null,"January","0.00","0.00","0.00","0.00","0.00","0.00","0.00","0.00","0.00","0.00","0.00","0.00","0.00","0.00","0.00","0.00","0.00","0.00","0.00","0.00","0.00","0.00","0.00"]
[null,"February","0.00","0.00","0.00","0.00","0.00","0.00","0.00","0.00","0.00","0.00","0.00","0.00","0.00","0.00","0.00","0.00","0.00","0.00","0.00","0.00","0.00","0.00","0.00"]
[null,"March","0.00","0.00","0.00","0.00","0.00","0.00","0.00","0.00","0.00","0.00","0.00","0.00","0.00","0.00","0.00","0.00","0.00","0.00","0.00","0.00","0.00","0.00","0.00"]
[null,"April","0.00","0.00","0.00","0.00","0.00","0.00","0.00","0.00","0.00","0.00","0.00","0.00","0.00","0.00","0.00","0.00","0.00","0.00","0.00","0.00","0.00","0.00","0.00"]
[null,"May","0.00","0.00","0.00","0.00","0.00","0.00","0.00","0.00","0.00","0.00","0.00","0.00","0.00","0.00","0.00","0.00","0.00","0.00","0.00","0.00","0.00","0.00","0.00"]
[null,"June","0.00","0.00","0.00","0.00","0.00","0.00","0.00","0.00","0.00","0.00","0.00","0.00","0.00","0.00","0.00","0.00","0.00","0.00","0.00","0.00","0.00","0.00","0.00"]
[null,"July","0.00","0.00","0.00","0.00","0.00","0.00","0.00","0.00","0.00","0.00","0.00","0.00","0.00","0.00","0.00","0.00","0.00","0.00","0.00","0.00","0.00","0.00","0.00"]
[null,"August","0.00","0.00","0.00","0.00","0.00","0.00","0.00","0.00","0.00","0.00","0.00","0.00","0.00","0.00","0.00","0.00","0.00","0.00","0.00","0.00","0.00","0.00","0.00"]
[null,"September","0.00","0.00","0.00","0.00","0.00","0.00","0.00","0.00","0.00","0.00","0.00","0.00","0.00","0.00","0.00","0.00","0.00","0.00","0.00","0.00","0.00","0.00","0.00"]
[null,"October","0.00","0.00","0.00","0.00","0.00","0.00","0.00","0.00","0.00","0.00","0.00","0.00","0.00","0.00","0.00","0.00","0.00","0.00","0.00","0.00","0.00","0.00","0.00"]
[null,"November","0.00","0.00","0.00","0.00","0.00","0.00","0.00","0.00","0.00","0.00","0.00","0.00","0.00","0.00","0.00","0.00","0.00","0.00","0.00","0.00","0.00","0.00","0.00"]
[null,"December","0.00","0.00","0.00","0.00","0.00","0.00","0.00","0.00","0.00","0.00","0.00","0.00","0.00","0.00","0.00","0.00","0.00","0.00","0.00","0.00","0.00","0.00","0.00"]
[null,"12:01 to  1:00 am","0.00","0.00","0.00","0.00","0.00","0.00","0.00","0.00","0.00","0.00","0.00","0.00","0.00","0.00","0.00","0.00","0.00","0.00","0.00","0.00","0.00","0.00","0.00"]
[null," 1:01 to  2:00 am","0.00","0.00","0.00","0.00","0.00","0.00","0.00","0.00","0.00","0.00","0.00","0.00","0.00","0.00","0.00","0.00","0.00","0.00","0.00","0.00","0.00","0.00","0.00"]
[null," 2:01 to  3:00 am","0.00","0.00","0.00","0.00","0.00","0.00","0.00","0.00","0.00","0.00","0.00","0.00","0.00","0.00","0.00","0.00","0.00","0.00","0.00","0.00","0.00","0.00","0.00"]
[null," 3:01 to  4:00 am","0.00","0.00","0.00","0.00","0.00","0.00","0.00","0.00","0.00","0.00","0.00","0.00","0.00","0.00","0.00","0.00","0.00","0.00","0.00","0.00","0.00","0.00","0.00"]
[null," 4:01 to  5:00 am","0.00","0.00","0.00","0.00","0.00","0.00","0.00","0.00","0.00","0.00","0.00","0.00","0.00","0.00","0.00","0.00","0.00","0.00","0.00","0.00","0.00","0.00","0.00"]
[null," 5:01 to  6:00 am","0.00","0.00","0.00","0.00","0.00","0.00","0.00","0.00","0.00","0.00","0.00","0.00","0.00","0.00","0.00","0.00","0.00","0.00","0.00","0.00","0.00","0.00","0.00"]
[null," 6:01 to  7:00 am","0.00","0.00","0.00","0.00","0.00","0.00","0.00","0.00","0.00","0.00","0.00","0.00","0.00","0.00","0.00","0.00","0.00","0.00","0.00","0.00","0.00","0.00","0.00"]
[null," 7:01 to  8:00 am","0.00","0.00","0.00","0.00","0.00","0.00","0.00","0.00","0.00","0.00","0.00","0.00","0.00","0.00","0.00","0.00","0.00","0.00","0.00","0.00","0.00","0.00","0.00"]
[null," 8:01 to  9:00 am","0.00","0.00","0.00","0.00","0.00","0.00","0.00","0.00","0.00","0.00","0.00","0.00","0.00","0.00","0.00","0.00","0.00","0.00","0.00","0.00","0.00","0.00","0.00"]
[null," 9:01 to 10:00 am","0.00","0.00","0.00","0.00","0.00","0.00","0.00","0.00","0.00","0.00","0.00","0.00","0.00","0.00","0.00","0.00","0.00","0.00","0.00","0.00","0.00","0.00","0.00"]
[null,"10:01 to 11:00 am","0.00","0.00","0.00","0.00","0.00","0.00","0.00","0.00","0.00","0.00","0.00","0.00","0.00","0.00","0.00","0.00","0.00","0.00","0.00","0.00","0.00","0.00","0.00"]
[null,"11:01 to 12:00 pm","0.00","0.00","0.00","0.00","0.00","0.00","0.00","0.00","0.00","0.00","0.00","0.00","0.00","0.00","0.00","0.00","0.00","0.00","0.00","0.00","0.00","0.00","0.00"]
[null,"12:01 to  1:00 pm","0.00","0.00","0.00","0.00","0.00","0.00","0.00","0.00","0.00","0.00","0.00","0.00","0.00","0.00","0.00","0.00","0.00","0.00","0.00","0.00","0.00","0.00","0.00"]
[null," 1:01 to  2:00 pm","0.00","0.00","0.00","0.00","0.00","0.00","0.00","0.00","0.00","0.00","0.00","0.00","0.00","0.00","0.00","0.00","0.00","0.00","0.00","0.00","0.00","0.00","0.00"]
[null," 2:01 to  3:00 pm","0.00","0.00","0.00","0.00","0.00","0.00","0.00","0.00","0.00","0.00","0.00","0.00","0.00","0.00","0.00","0.00","0.00","0.00","0.00","0.00","0.00","0.00","0.00"]
[null," 3:01 to  4:00 pm","0.00","0.00","0.00","0.00","0.00","0.00","0.00","0.00","0.00","0.00","0.00","0.00","0.00","0.00","0.00","0.00","0.00","0.00","0.00","0.00","0.00","0.00","0.00"]
[null," 4:01 to  5:00 pm","0.00","0.00","0.00","0.00","0.00","0.00","0.00","0.00","0.00","0.00","0.00","0.00","0.00","0.00","0.00","0.00","0.00","0.00","0.00","0.00","0.00","0.00","0.00"]
[null," 5:01 to  6:00 pm","0.00","0.00","0.00","0.00","0.00","0.00","0.00","0.00","0.00","0.00","0.00","0.00","0.00","0.00","0.00","0.00","0.00","0.00","0.00","0.00","0.00","0.00","0.00"]
[null," 6:01 to  7:00 pm","0.00","0.00","0.00","0.00","0.00","0.00","0.00","0.00","0.00","0.00","0.00","0.00","0.00","0.00","0.00","0.00","0.00","0.00","0.00","0.00","0.00","0.00","0.00"]
[null," 7:01 to  8:00 pm","0.00","0.00","0.00","0.00","0.00","0.00","0.00","0.00","0.00","0.00","0.00","0.00","0.00","0.00","0.00","0.00","0.00","0.00","0.00","0.00","0.00","0.00","0.00"]
[null," 8:01 to  9:00 pm","0.00","0.00","0.00","0.00","0.00","0.00","0.00","0.00","0.00","0.00","0.00","0.00","0.00","0.00","0.00","0.00","0.00","0.00","0.00","0.00","0.00","0.00","0.00"]
[null," 9:01 to 10:00 pm","0.00","0.00","0.00","0.00","0.00","0.00","0.00","0.00","0.00","0.00","0.00","0.00","0.00","0.00","0.00","0.00","0.00","0.00","0.00","0.00","0.00","0.00","0.00"]
[null,"10:01 to 11:00 pm","0.00","0.00","0.00","0.00","0.00","0.00","0.00","0.00","0.00","0.00","0.00","0.00","0.00","0.00","0.00","0.00","0.00","0.00","0.00","0.00","0.00","0.00","0.00"]
[null,"11:01 to 12:00 am","0.00","0.00","0.00","0.00","0.00","0.00","0.00","0.00","0.00","0.00","0.00","0.00","0.00","0.00","0.00","0.00","0.00","0.00","0.00","0.00","0.00","0.00","0.00"]
[null,"Total","0.00","0.00","0.00","0.00","0.00","0.00","0.00","0.00","0.00","0.00","0.00","0.00","0.00","0.00","0.00","0.00","0.00","0.00","0.00","0.00","0.00","0.00","0.00"]
[]
[]
["Statistics"]
[]
[null,null,"Statistic"]
[null,"Minimum","0.179769+309"]
[null,"Mean minus two standard deviations","0.00"]
[null,"Mean","0.00"]
[null,"Mean plus two standard deviations","0.00"]
[null,"Maximum","-.179769+309"]
[null,"Standard deviation","0.00"]
[]
[]
["----------------------------------------------------------------------------------------------------"]
["REPORT:","ZONE MEAN RADIANT TEMPERATURE [C] [OFF 24/7]"]
["FOR:","SOUSSOL:GARAGE"]
["Values in table are in hours."]
[]
["Time Bin Results"]
[]
[null,null,"- [hr]","1 [hr]","2 [hr]","3 [hr]","4 [hr]","5 [hr]","6 [hr]","7 [hr]","8 [hr]","9 [hr]","10 [hr]","11 [hr]","12 [hr]","13 [hr]","14 [hr]","15 [hr]","16 [hr]","17 [hr]","18 [hr]","19 [hr]","20 [hr]","- [hr]","- [hr]"]
[null,"Interval Start","less than","12.00<=","13.00<=","14.00<=","15.00<=","16.00<=","17.00<=","18.00<=","19.00<=","20.00<=","21.00<=","22.00<=","23.00<=","24.00<=","25.00<=","26.00<=","27.00<=","28.00<=","29.00<=","30.00<=","31.00<=","equal to or more than","Row"]
[null,"Interval End","12.00","13.00>","14.00>","15.00>","16.00>","17.00>","18.00>","19.00>","20.00>","21.00>","22.00>","23.00>","24.00>","25.00>","26.00>","27.00>","28.00>","29.00>","30.00>","31.00>","32.00>","32.00","Total"]
[null,"January","0.00","0.00","0.00","0.00","0.00","0.00","0.00","0.00","0.00","0.00","0.00","0.00","0.00","0.00","0.00","0.00","0.00","0.00","0.00","0.00","0.00","0.00","0.00"]
[null,"February","0.00","0.00","0.00","0.00","0.00","0.00","0.00","0.00","0.00","0.00","0.00","0.00","0.00","0.00","0.00","0.00","0.00","0.00","0.00","0.00","0.00","0.00","0.00"]
[null,"March","0.00","0.00","0.00","0.00","0.00","0.00","0.00","0.00","0.00","0.00","0.00","0.00","0.00","0.00","0.00","0.00","0.00","0.00","0.00","0.00","0.00","0.00","0.00"]
[null,"April","0.00","0.00","0.00","0.00","0.00","0.00","0.00","0.00","0.00","0.00","0.00","0.00","0.00","0.00","0.00","0.00","0.00","0.00","0.00","0.00","0.00","0.00","0.00"]
[null,"May","0.00","0.00","0.00","0.00","0.00","0.00","0.00","0.00","0.00","0.00","0.00","0.00","0.00","0.00","0.00","0.00","0.00","0.00","0.00","0.00","0.00","0.00","0.00"]
[null,"June","0.00","0.00","0.00","0.00","0.00","0.00","0.00","0.00","0.00","0.00","0.00","0.00","0.00","0.00","0.00","0.00","0.00","0.00","0.00","0.00","0.00","0.00","0.00"]
[null,"July","0.00","0.00","0.00","0.00","0.00","0.00","0.00","0.00","0.00","0.00","0.00","0.00","0.00","0.00","0.00","0.00","0.00","0.00","0.00","0.00","0.00","0.00","0.00"]
[null,"August","0.00","0.00","0.00","0.00","0.00","0.00","0.00","0.00","0.00","0.00","0.00","0.00","0.00","0.00","0.00","0.00","0.00","0.00","0.00","0.00","0.00","0.00","0.00"]
[null,"September","0.00","0.00","0.00","0.00","0.00","0.00","0.00","0.00","0.00","0.00","0.00","0.00","0.00","0.00","0.00","0.00","0.00","0.00","0.00","0.00","0.00","0.00","0.00"]
[null,"October","0.00","0.00","0.00","0.00","0.00","0.00","0.00","0.00","0.00","0.00","0.00","0.00","0.00","0.00","0.00","0.00","0.00","0.00","0.00","0.00","0.00","0.00","0.00"]
[null,"November","0.00","0.00","0.00","0.00","0.00","0.00","0.00","0.00","0.00","0.00","0.00","0.00","0.00","0.00","0.00","0.00","0.00","0.00","0.00","0.00","0.00","0.00","0.00"]
[null,"December","0.00","0.00","0.00","0.00","0.00","0.00","0.00","0.00","0.00","0.00","0.00","0.00","0.00","0.00","0.00","0.00","0.00","0.00","0.00","0.00","0.00","0.00","0.00"]
[null,"12:01 to  1:00 am","0.00","0.00","0.00","0.00","0.00","0.00","0.00","0.00","0.00","0.00","0.00","0.00","0.00","0.00","0.00","0.00","0.00","0.00","0.00","0.00","0.00","0.00","0.00"]
[null," 1:01 to  2:00 am","0.00","0.00","0.00","0.00","0.00","0.00","0.00","0.00","0.00","0.00","0.00","0.00","0.00","0.00","0.00","0.00","0.00","0.00","0.00","0.00","0.00","0.00","0.00"]
[null," 2:01 to  3:00 am","0.00","0.00","0.00","0.00","0.00","0.00","0.00","0.00","0.00","0.00","0.00","0.00","0.00","0.00","0.00","0.00","0.00","0.00","0.00","0.00","0.00","0.00","0.00"]
[null," 3:01 to  4:00 am","0.00","0.00","0.00","0.00","0.00","0.00","0.00","0.00","0.00","0.00","0.00","0.00","0.00","0.00","0.00","0.00","0.00","0.00","0.00","0.00","0.00","0.00","0.00"]
[null," 4:01 to  5:00 am","0.00","0.00","0.00","0.00","0.00","0.00","0.00","0.00","0.00","0.00","0.00","0.00","0.00","0.00","0.00","0.00","0.00","0.00","0.00","0.00","0.00","0.00","0.00"]
[null," 5:01 to  6:00 am","0.00","0.00","0.00","0.00","0.00","0.00","0.00","0.00","0.00","0.00","0.00","0.00","0.00","0.00","0.00","0.00","0.00","0.00","0.00","0.00","0.00","0.00","0.00"]
[null," 6:01 to  7:00 am","0.00","0.00","0.00","0.00","0.00","0.00","0.00","0.00","0.00","0.00","0.00","0.00","0.00","0.00","0.00","0.00","0.00","0.00","0.00","0.00","0.00","0.00","0.00"]
[null," 7:01 to  8:00 am","0.00","0.00","0.00","0.00","0.00","0.00","0.00","0.00","0.00","0.00","0.00","0.00","0.00","0.00","0.00","0.00","0.00","0.00","0.00","0.00","0.00","0.00","0.00"]
[null," 8:01 to  9:00 am","0.00","0.00","0.00","0.00","0.00","0.00","0.00","0.00","0.00","0.00","0.00","0.00","0.00","0.00","0.00","0.00","0.00","0.00","0.00","0.00","0.00","0.00","0.00"]
[null," 9:01 to 10:00 am","0.00","0.00","0.00","0.00","0.00","0.00","0.00","0.00","0.00","0.00","0.00","0.00","0.00","0.00","0.00","0.00","0.00","0.00","0.00","0.00","0.00","0.00","0.00"]
[null,"10:01 to 11:00 am","0.00","0.00","0.00","0.00","0.00","0.00","0.00","0.00","0.00","0.00","0.00","0.00","0.00","0.00","0.00","0.00","0.00","0.00","0.00","0.00","0.00","0.00","0.00"]
[null,"11:01 to 12:00 pm","0.00","0.00","0.00","0.00","0.00","0.00","0.00","0.00","0.00","0.00","0.00","0.00","0.00","0.00","0.00","0.00","0.00","0.00","0.00","0.00","0.00","0.00","0.00"]
[null,"12:01 to  1:00 pm","0.00","0.00","0.00","0.00","0.00","0.00","0.00","0.00","0.00","0.00","0.00","0.00","0.00","0.00","0.00","0.00","0.00","0.00","0.00","0.00","0.00","0.00","0.00"]
[null," 1:01 to  2:00 pm","0.00","0.00","0.00","0.00","0.00","0.00","0.00","0.00","0.00","0.00","0.00","0.00","0.00","0.00","0.00","0.00","0.00","0.00","0.00","0.00","0.00","0.00","0.00"]
[null," 2:01 to  3:00 pm","0.00","0.00","0.00","0.00","0.00","0.00","0.00","0.00","0.00","0.00","0.00","0.00","0.00","0.00","0.00","0.00","0.00","0.00","0.00","0.00","0.00","0.00","0.00"]
[null," 3:01 to  4:00 pm","0.00","0.00","0.00","0.00","0.00","0.00","0.00","0.00","0.00","0.00","0.00","0.00","0.00","0.00","0.00","0.00","0.00","0.00","0.00","0.00","0.00","0.00","0.00"]
[null," 4:01 to  5:00 pm","0.00","0.00","0.00","0.00","0.00","0.00","0.00","0.00","0.00","0.00","0.00","0.00","0.00","0.00","0.00","0.00","0.00","0.00","0.00","0.00","0.00","0.00","0.00"]
[null," 5:01 to  6:00 pm","0.00","0.00","0.00","0.00","0.00","0.00","0.00","0.00","0.00","0.00","0.00","0.00","0.00","0.00","0.00","0.00","0.00","0.00","0.00","0.00","0.00","0.00","0.00"]
[null," 6:01 to  7:00 pm","0.00","0.00","0.00","0.00","0.00","0.00","0.00","0.00","0.00","0.00","0.00","0.00","0.00","0.00","0.00","0.00","0.00","0.00","0.00","0.00","0.00","0.00","0.00"]
[null," 7:01 to  8:00 pm","0.00","0.00","0.00","0.00","0.00","0.00","0.00","0.00","0.00","0.00","0.00","0.00","0.00","0.00","0.00","0.00","0.00","0.00","0.00","0.00","0.00","0.00","0.00"]
[null," 8:01 to  9:00 pm","0.00","0.00","0.00","0.00","0.00","0.00","0.00","0.00","0.00","0.00","0.00","0.00","0.00","0.00","0.00","0.00","0.00","0.00","0.00","0.00","0.00","0.00","0.00"]
[null," 9:01 to 10:00 pm","0.00","0.00","0.00","0.00","0.00","0.00","0.00","0.00","0.00","0.00","0.00","0.00","0.00","0.00","0.00","0.00","0.00","0.00","0.00","0.00","0.00","0.00","0.00"]
[null,"10:01 to 11:00 pm","0.00","0.00","0.00","0.00","0.00","0.00","0.00","0.00","0.00","0.00","0.00","0.00","0.00","0.00","0.00","0.00","0.00","0.00","0.00","0.00","0.00","0.00","0.00"]
[null,"11:01 to 12:00 am","0.00","0.00","0.00","0.00","0.00","0.00","0.00","0.00","0.00","0.00","0.00","0.00","0.00","0.00","0.00","0.00","0.00","0.00","0.00","0.00","0.00","0.00","0.00"]
[null,"Total","0.00","0.00","0.00","0.00","0.00","0.00","0.00","0.00","0.00","0.00","0.00","0.00","0.00","0.00","0.00","0.00","0.00","0.00","0.00","0.00","0.00","0.00","0.00"]
[]
[]
["Statistics"]
[]
[null,null,"Statistic"]
[null,"Minimum","0.179769+309"]
[null,"Mean minus two standard deviations","0.00"]
[null,"Mean","0.00"]
[null,"Mean plus two standard deviations","0.00"]
[null,"Maximum","-.179769+309"]
[null,"Standard deviation","0.00"]
[]
[]
["----------------------------------------------------------------------------------------------------"]
["REPORT:","ZONE OPERATIVE TEMPERATURE [C] [OFF 24/7]"]
["FOR:","SOUSSOL:GARAGE"]
["Values in table are in hours."]
[]
["Time Bin Results"]
[]
[null,null,"- [hr]","1 [hr]","2 [hr]","3 [hr]","4 [hr]","5 [hr]","6 [hr]","7 [hr]","8 [hr]","9 [hr]","10 [hr]","11 [hr]","12 [hr]","13 [hr]","14 [hr]","15 [hr]","16 [hr]","17 [hr]","18 [hr]","19 [hr]","20 [hr]","- [hr]","- [hr]"]
[null,"Interval Start","less than","12.00<=","13.00<=","14.00<=","15.00<=","16.00<=","17.00<=","18.00<=","19.00<=","20.00<=","21.00<=","22.00<=","23.00<=","24.00<=","25.00<=","26.00<=","27.00<=","28.00<=","29.00<=","30.00<=","31.00<=","equal to or more than","Row"]
[null,"Interval End","12.00","13.00>","14.00>","15.00>","16.00>","17.00>","18.00>","19.00>","20.00>","21.00>","22.00>","23.00>","24.00>","25.00>","26.00>","27.00>","28.00>","29.00>","30.00>","31.00>","32.00>","32.00","Total"]
[null,"January","0.00","0.00","0.00","0.00","0.00","0.00","0.00","0.00","0.00","0.00","0.00","0.00","0.00","0.00","0.00","0.00","0.00","0.00","0.00","0.00","0.00","0.00","0.00"]
[null,"February","0.00","0.00","0.00","0.00","0.00","0.00","0.00","0.00","0.00","0.00","0.00","0.00","0.00","0.00","0.00","0.00","0.00","0.00","0.00","0.00","0.00","0.00","0.00"]
[null,"March","0.00","0.00","0.00","0.00","0.00","0.00","0.00","0.00","0.00","0.00","0.00","0.00","0.00","0.00","0.00","0.00","0.00","0.00","0.00","0.00","0.00","0.00","0.00"]
[null,"April","0.00","0.00","0.00","0.00","0.00","0.00","0.00","0.00","0.00","0.00","0.00","0.00","0.00","0.00","0.00","0.00","0.00","0.00","0.00","0.00","0.00","0.00","0.00"]
[null,"May","0.00","0.00","0.00","0.00","0.00","0.00","0.00","0.00","0.00","0.00","0.00","0.00","0.00","0.00","0.00","0.00","0.00","0.00","0.00","0.00","0.00","0.00","0.00"]
[null,"June","0.00","0.00","0.00","0.00","0.00","0.00","0.00","0.00","0.00","0.00","0.00","0.00","0.00","0.00","0.00","0.00","0.00","0.00","0.00","0.00","0.00","0.00","0.00"]
[null,"July","0.00","0.00","0.00","0.00","0.00","0.00","0.00","0.00","0.00","0.00","0.00","0.00","0.00","0.00","0.00","0.00","0.00","0.00","0.00","0.00","0.00","0.00","0.00"]
[null,"August","0.00","0.00","0.00","0.00","0.00","0.00","0.00","0.00","0.00","0.00","0.00","0.00","0.00","0.00","0.00","0.00","0.00","0.00","0.00","0.00","0.00","0.00","0.00"]
[null,"September","0.00","0.00","0.00","0.00","0.00","0.00","0.00","0.00","0.00","0.00","0.00","0.00","0.00","0.00","0.00","0.00","0.00","0.00","0.00","0.00","0.00","0.00","0.00"]
[null,"October","0.00","0.00","0.00","0.00","0.00","0.00","0.00","0.00","0.00","0.00","0.00","0.00","0.00","0.00","0.00","0.00","0.00","0.00","0.00","0.00","0.00","0.00","0.00"]
[null,"November","0.00","0.00","0.00","0.00","0.00","0.00","0.00","0.00","0.00","0.00","0.00","0.00","0.00","0.00","0.00","0.00","0.00","0.00","0.00","0.00","0.00","0.00","0.00"]
[null,"December","0.00","0.00","0.00","0.00","0.00","0.00","0.00","0.00","0.00","0.00","0.00","0.00","0.00","0.00","0.00","0.00","0.00","0.00","0.00","0.00","0.00","0.00","0.00"]
[null,"12:01 to  1:00 am","0.00","0.00","0.00","0.00","0.00","0.00","0.00","0.00","0.00","0.00","0.00","0.00","0.00","0.00","0.00","0.00","0.00","0.00","0.00","0.00","0.00","0.00","0.00"]
[null," 1:01 to  2:00 am","0.00","0.00","0.00","0.00","0.00","0.00","0.00","0.00","0.00","0.00","0.00","0.00","0.00","0.00","0.00","0.00","0.00","0.00","0.00","0.00","0.00","0.00","0.00"]
[null," 2:01 to  3:00 am","0.00","0.00","0.00","0.00","0.00","0.00","0.00","0.00","0.00","0.00","0.00","0.00","0.00","0.00","0.00","0.00","0.00","0.00","0.00","0.00","0.00","0.00","0.00"]
[null," 3:01 to  4:00 am","0.00","0.00","0.00","0.00","0.00","0.00","0.00","0.00","0.00","0.00","0.00","0.00","0.00","0.00","0.00","0.00","0.00","0.00","0.00","0.00","0.00","0.00","0.00"]
[null," 4:01 to  5:00 am","0.00","0.00","0.00","0.00","0.00","0.00","0.00","0.00","0.00","0.00","0.00","0.00","0.00","0.00","0.00","0.00","0.00","0.00","0.00","0.00","0.00","0.00","0.00"]
[null," 5:01 to  6:00 am","0.00","0.00","0.00","0.00","0.00","0.00","0.00","0.00","0.00","0.00","0.00","0.00","0.00","0.00","0.00","0.00","0.00","0.00","0.00","0.00","0.00","0.00","0.00"]
[null," 6:01 to  7:00 am","0.00","0.00","0.00","0.00","0.00","0.00","0.00","0.00","0.00","0.00","0.00","0.00","0.00","0.00","0.00","0.00","0.00","0.00","0.00","0.00","0.00","0.00","0.00"]
[null," 7:01 to  8:00 am","0.00","0.00","0.00","0.00","0.00","0.00","0.00","0.00","0.00","0.00","0.00","0.00","0.00","0.00","0.00","0.00","0.00","0.00","0.00","0.00","0.00","0.00","0.00"]
[null," 8:01 to  9:00 am","0.00","0.00","0.00","0.00","0.00","0.00","0.00","0.00","0.00","0.00","0.00","0.00","0.00","0.00","0.00","0.00","0.00","0.00","0.00","0.00","0.00","0.00","0.00"]
[null," 9:01 to 10:00 am","0.00","0.00","0.00","0.00","0.00","0.00","0.00","0.00","0.00","0.00","0.00","0.00","0.00","0.00","0.00","0.00","0.00","0.00","0.00","0.00","0.00","0.00","0.00"]
[null,"10:01 to 11:00 am","0.00","0.00","0.00","0.00","0.00","0.00","0.00","0.00","0.00","0.00","0.00","0.00","0.00","0.00","0.00","0.00","0.00","0.00","0.00","0.00","0.00","0.00","0.00"]
[null,"11:01 to 12:00 pm","0.00","0.00","0.00","0.00","0.00","0.00","0.00","0.00","0.00","0.00","0.00","0.00","0.00","0.00","0.00","0.00","0.00","0.00","0.00","0.00","0.00","0.00","0.00"]
[null,"12:01 to  1:00 pm","0.00","0.00","0.00","0.00","0.00","0.00","0.00","0.00","0.00","0.00","0.00","0.00","0.00","0.00","0.00","0.00","0.00","0.00","0.00","0.00","0.00","0.00","0.00"]
[null," 1:01 to  2:00 pm","0.00","0.00","0.00","0.00","0.00","0.00","0.00","0.00","0.00","0.00","0.00","0.00","0.00","0.00","0.00","0.00","0.00","0.00","0.00","0.00","0.00","0.00","0.00"]
[null," 2:01 to  3:00 pm","0.00","0.00","0.00","0.00","0.00","0.00","0.00","0.00","0.00","0.00","0.00","0.00","0.00","0.00","0.00","0.00","0.00","0.00","0.00","0.00","0.00","0.00","0.00"]
[null," 3:01 to  4:00 pm","0.00","0.00","0.00","0.00","0.00","0.00","0.00","0.00","0.00","0.00","0.00","0.00","0.00","0.00","0.00","0.00","0.00","0.00","0.00","0.00","0.00","0.00","0.00"]
[null," 4:01 to  5:00 pm","0.00","0.00","0.00","0.00","0.00","0.00","0.00","0.00","0.00","0.00","0.00","0.00","0.00","0.00","0.00","0.00","0.00","0.00","0.00","0.00","0.00","0.00","0.00"]
[null," 5:01 to  6:00 pm","0.00","0.00","0.00","0.00","0.00","0.00","0.00","0.00","0.00","0.00","0.00","0.00","0.00","0.00","0.00","0.00","0.00","0.00","0.00","0.00","0.00","0.00","0.00"]
[null," 6:01 to  7:00 pm","0.00","0.00","0.00","0.00","0.00","0.00","0.00","0.00","0.00","0.00","0.00","0.00","0.00","0.00","0.00","0.00","0.00","0.00","0.00","0.00","0.00","0.00","0.00"]
[null," 7:01 to  8:00 pm","0.00","0.00","0.00","0.00","0.00","0.00","0.00","0.00","0.00","0.00","0.00","0.00","0.00","0.00","0.00","0.00","0.00","0.00","0.00","0.00","0.00","0.00","0.00"]
[null," 8:01 to  9:00 pm","0.00","0.00","0.00","0.00","0.00","0.00","0.00","0.00","0.00","0.00","0.00","0.00","0.00","0.00","0.00","0.00","0.00","0.00","0.00","0.00","0.00","0.00","0.00"]
[null," 9:01 to 10:00 pm","0.00","0.00","0.00","0.00","0.00","0.00","0.00","0.00","0.00","0.00","0.00","0.00","0.00","0.00","0.00","0.00","0.00","0.00","0.00","0.00","0.00","0.00","0.00"]
[null,"10:01 to 11:00 pm","0.00","0.00","0.00","0.00","0.00","0.00","0.00","0.00","0.00","0.00","0.00","0.00","0.00","0.00","0.00","0.00","0.00","0.00","0.00","0.00","0.00","0.00","0.00"]
[null,"11:01 to 12:00 am","0.00","0.00","0.00","0.00","0.00","0.00","0.00","0.00","0.00","0.00","0.00","0.00","0.00","0.00","0.00","0.00","0.00","0.00","0.00","0.00","0.00","0.00","0.00"]
[null,"Total","0.00","0.00","0.00","0.00","0.00","0.00","0.00","0.00","0.00","0.00","0.00","0.00","0.00","0.00","0.00","0.00","0.00","0.00","0.00","0.00","0.00","0.00","0.00"]
[]
[]
["Statistics"]
[]
[null,null,"Statistic"]
[null,"Minimum","0.179769+309"]
[null,"Mean minus two standard deviations","0.00"]
[null,"Mean","0.00"]
[null,"Mean plus two standard deviations","0.00"]
[null,"Maximum","-.179769+309"]
[null,"Standard deviation","0.00"]
[]
[]
["----------------------------------------------------------------------------------------------------"]
["REPORT:","ZONE MEAN AIR TEMPERATURE [C] [RT2012 BATIMENT à USAGE D'HABITATION - LOGEMENT COLLECTIF - OCCUPATION]"]
["FOR:","2EETAGE:APPARTEMENTS"]
["Values in table are in hours."]
[]
["Time Bin Results"]
[]
[null,null,"- [hr]","1 [hr]","2 [hr]","3 [hr]","4 [hr]","5 [hr]","6 [hr]","7 [hr]","8 [hr]","9 [hr]","10 [hr]","11 [hr]","12 [hr]","13 [hr]","14 [hr]","15 [hr]","16 [hr]","17 [hr]","18 [hr]","19 [hr]","20 [hr]","- [hr]","- [hr]"]
[null,"Interval Start","less than","12.00<=","13.00<=","14.00<=","15.00<=","16.00<=","17.00<=","18.00<=","19.00<=","20.00<=","21.00<=","22.00<=","23.00<=","24.00<=","25.00<=","26.00<=","27.00<=","28.00<=","29.00<=","30.00<=","31.00<=","equal to or more than","Row"]
[null,"Interval End","12.00","13.00>","14.00>","15.00>","16.00>","17.00>","18.00>","19.00>","20.00>","21.00>","22.00>","23.00>","24.00>","25.00>","26.00>","27.00>","28.00>","29.00>","30.00>","31.00>","32.00>","32.00","Total"]
[null,"January","0.00","0.00","0.00","45.00","136.50","29.50","6.00","0.00","78.50","259.50","7.00","0.00","0.00","0.00","0.00","0.00","0.00","0.00","0.00","0.00","0.00","0.00","562.00"]
[null,"February","0.00","0.00","0.00","60.00","109.50","21.00","5.50","0.00","127.00","188.50","0.50","0.00","0.00","0.00","0.00","0.00","0.00","0.00","0.00","0.00","0.00","0.00","512.00"]
[null,"March","0.00","0.00","0.00","52.00","100.00","49.50","14.50","1.00","248.00","110.00","0.00","0.00","0.00","0.00","0.00","0.00","0.00","0.00","0.00","0.00","0.00","0.00","575.00"]
[null,"April","0.00","0.00","0.00","20.50","46.00","60.50","52.00","77.50","202.00","64.50","19.00","0.00","0.00","0.00","0.00","0.00","0.00","0.00","0.00","0.00","0.00","0.00","542.00"]
[null,"May","0.00","0.00","0.00","0.00","1.00","18.50","42.00","95.00","138.50","119.00","70.00","42.50","25.50","4.00","6.00","0.00","0.00","0.00","0.00","0.00","0.00","0.00","562.00"]
[null,"June","0.00","0.00","0.00","0.00","0.00","0.00","6.50","44.00","49.50","41.50","96.50","116.50","130.00","56.00","15.00","4.00","0.50","0.00","0.00","0.00","0.00","0.00","560.00"]
[null,"July","0.00","0.00","0.00","0.00","0.00","0.00","0.00","0.00","0.00","16.50","38.00","74.50","176.00","118.00","55.00","40.00","23.50","20.50","0.00","0.00","0.00","0.00","562.00"]
[null,"August","0.00","0.00","0.00","0.00","0.00","0.00","0.00","0.00","0.00","2.50","14.50","48.50","208.00","150.00","55.00","38.50","33.00","12.50","3.50","0.00","0.00","0.00","566.00"]
[null,"September","0.00","0.00","0.00","0.00","0.00","2.00","18.50","59.50","91.50","88.50","129.50","60.00","78.00","10.00","8.50","5.00","0.00","0.00","0.00","0.00","0.00","0.00","551.00"]
[null,"October","0.00","0.00","0.00","2.50","40.50","54.50","63.00","83.50","249.50","42.00","22.00","4.50","0.00","0.00","0.00","0.00","0.00","0.00","0.00","0.00","0.00","0.00","562.00"]
[null,"November","0.00","0.00","0.00","37.00","106.50","52.50","14.00","0.00","176.50","164.00","0.50","0.00","0.00","0.00","0.00","0.00","0.00","0.00","0.00","0.00","0.00","0.00","551.00"]
[null,"December","0.00","0.00","0.00","43.00","139.00","28.50","6.50","0.00","94.00","250.00","5.00","0.00","0.00","0.00","0.00","0.00","0.00","0.00","0.00","0.00","0.00","0.00","566.00"]
[null,"12:01 to  1:00 am","0.00","0.00","0.00","41.50","85.00","54.50","26.50","30.00","21.00","8.00","24.50","22.50","25.00","18.50","6.50","1.50","0.00","0.00","0.00","0.00","0.00","0.00","365.00"]
[null," 1:01 to  2:00 am","0.00","0.00","0.00","58.00","87.00","43.00","22.50","28.50","22.00","11.50","22.00","25.50","23.50","16.00","4.50","1.00","0.00","0.00","0.00","0.00","0.00","0.00","365.00"]
[null," 2:01 to  3:00 am","0.00","0.00","0.00","50.50","102.00","37.50","25.50","26.00","21.00","13.00","22.50","24.00","27.00","12.50","3.50","0.00","0.00","0.00","0.00","0.00","0.00","0.00","365.00"]
[null," 3:01 to  4:00 am","0.00","0.00","0.00","45.50","115.50","34.00","30.00","20.50","18.00","15.50","20.00","24.50","31.00","7.50","3.00","0.00","0.00","0.00","0.00","0.00","0.00","0.00","365.00"]
[null," 4:01 to  5:00 am","0.00","0.00","0.00","36.00","128.50","33.00","30.50","20.00","16.00","17.50","21.00","23.50","32.50","6.50","0.00","0.00","0.00","0.00","0.00","0.00","0.00","0.00","365.00"]
[null," 5:01 to  6:00 am","0.00","0.00","0.00","20.00","118.50","10.50","2.50","40.00","56.50","30.50","22.50","22.50","38.50","3.00","0.00","0.00","0.00","0.00","0.00","0.00","0.00","0.00","365.00"]
[null," 6:01 to  7:00 am","0.00","0.00","0.00","0.00","0.00","0.00","0.00","33.00","65.00","162.50","26.00","26.50","42.50","9.50","0.00","0.00","0.00","0.00","0.00","0.00","0.00","0.00","365.00"]
[null," 7:01 to  8:00 am","0.00","0.00","0.00","0.00","0.00","0.00","0.00","30.50","60.50","167.50","21.50","25.00","47.50","12.50","0.00","0.00","0.00","0.00","0.00","0.00","0.00","0.00","365.00"]
[null," 8:01 to  9:00 am","0.00","0.00","0.00","0.00","0.00","0.00","0.00","11.00","39.00","150.50","7.50","9.00","19.00","6.00","1.00","0.00","0.00","0.00","0.00","0.00","0.00","0.00","243.00"]
[null," 9:01 to 10:00 am","0.00","0.00","0.00","0.00","0.00","0.00","0.00","4.50","27.50","63.00","4.00","2.50","17.00","5.50","0.50","0.50","0.00","0.00","0.00","0.00","0.00","0.00","125.00"]
[null,"10:01 to 11:00 am","0.00","0.00","0.00","0.00","0.00","0.00","0.00","2.50","28.50","40.50","4.00","4.50","12.00","9.50","1.50","1.00","0.00","0.00","0.00","0.00","0.00","0.00","104.00"]
[null,"11:01 to 12:00 pm","0.00","0.00","0.00","0.00","0.00","0.00","0.00","2.00","30.50","37.00","4.00","5.50","10.50","8.50","2.50","2.00","1.50","0.00","0.00","0.00","0.00","0.00","104.00"]
[null,"12:01 to  1:00 pm","0.00","0.00","0.00","0.00","0.00","0.00","0.00","2.50","32.00","30.50","7.50","5.50","4.50","13.00","3.00","3.50","2.00","0.00","0.00","0.00","0.00","0.00","104.00"]
[null," 1:01 to  2:00 pm","0.00","0.00","0.00","0.00","0.00","0.00","0.00","2.50","42.00","33.50","10.50","6.50","12.50","11.50","5.00","6.50","2.50","2.00","0.00","0.00","0.00","0.00","135.00"]
[null," 2:01 to  3:00 pm","0.00","0.00","0.00","0.00","0.00","0.00","0.00","1.00","53.00","41.00","13.00","7.00","11.50","12.00","3.50","9.00","2.00","3.00","0.00","0.00","0.00","0.00","156.00"]
[null," 3:01 to  4:00 pm","0.00","0.00","0.00","0.00","0.00","0.00","0.00","1.00","51.00","41.50","12.50","8.00","11.50","11.50","4.00","6.50","4.50","3.50","0.50","0.00","0.00","0.00","156.00"]
[null," 4:01 to  5:00 pm","0.00","0.00","0.00","0.00","0.00","0.00","0.00","1.50","50.50","41.00","14.00","6.00","12.00","9.50","8.00","5.00","5.00","2.50","1.00","0.00","0.00","0.00","156.00"]
[null," 5:01 to  6:00 pm","0.00","0.00","0.00","0.00","0.00","0.00","0.00","8.50","84.50","50.50","23.00","11.00","34.50","19.50","15.50","13.00","9.50","7.50","1.00","0.00","0.00","0.00","278.00"]
[null," 6:01 to  7:00 pm","0.00","0.00","0.00","0.00","0.00","0.00","0.00","6.50","134.00","89.50","22.50","10.50","38.00","22.00","16.50","9.50","8.00","7.00","1.00","0.00","0.00","0.00","365.00"]
[null," 7:01 to  8:00 pm","0.00","0.00","0.00","0.00","0.00","0.00","0.00","6.50","142.50","83.50","22.00","10.00","39.50","27.50","13.50","6.50","7.00","6.50","0.00","0.00","0.00","0.00","365.00"]
[null," 8:01 to  9:00 pm","0.00","0.00","0.00","0.00","0.00","0.00","0.00","8.50","149.00","75.50","23.50","9.50","45.00","30.00","10.50","6.00","6.50","1.00","0.00","0.00","0.00","0.00","365.00"]
[null," 9:01 to 10:00 pm","0.00","0.00","0.00","0.00","0.00","0.00","0.00","16.50","158.00","74.00","12.50","18.50","30.00","22.00","18.50","7.00","8.00","0.00","0.00","0.00","0.00","0.00","365.00"]
[null,"10:01 to 11:00 pm","0.00","0.00","0.00","0.00","1.00","14.50","29.50","28.00","128.50","60.00","18.50","18.50","27.50","22.50","10.00","6.00","0.50","0.00","0.00","0.00","0.00","0.00","365.00"]
[null,"11:01 to 12:00 am","0.00","0.00","0.00","8.50","41.50","89.50","61.50","29.00","24.50","9.00","23.50","20.00","25.00","21.50","8.50","3.00","0.00","0.00","0.00","0.00","0.00","0.00","365.00"]
[null,"Total","0.00","0.00","0.00","260.00","679.00","316.50","228.50","360.50","1455.00","1346.50","402.50","346.50","617.50","338.00","139.50","87.50","57.00","33.00","3.50","0.00","0.00","0.00","6671.00"]
[]
[]
["Statistics"]
[]
[null,null,"Statistic"]
[null,"Minimum","14.45"]
[null,"Mean minus two standard deviations","14.10"]
[null,"Mean","20.07"]
[null,"Mean plus two standard deviations","26.03"]
[null,"Maximum","29.27"]
[null,"Standard deviation","2.98"]
[]
[]
["----------------------------------------------------------------------------------------------------"]
["REPORT:","ZONE MEAN RADIANT TEMPERATURE [C] [RT2012 BATIMENT à USAGE D'HABITATION - LOGEMENT COLLECTIF - OCCUPATION]"]
["FOR:","2EETAGE:APPARTEMENTS"]
["Values in table are in hours."]
[]
["Time Bin Results"]
[]
[null,null,"- [hr]","1 [hr]","2 [hr]","3 [hr]","4 [hr]","5 [hr]","6 [hr]","7 [hr]","8 [hr]","9 [hr]","10 [hr]","11 [hr]","12 [hr]","13 [hr]","14 [hr]","15 [hr]","16 [hr]","17 [hr]","18 [hr]","19 [hr]","20 [hr]","- [hr]","- [hr]"]
[null,"Interval Start","less than","12.00<=","13.00<=","14.00<=","15.00<=","16.00<=","17.00<=","18.00<=","19.00<=","20.00<=","21.00<=","22.00<=","23.00<=","24.00<=","25.00<=","26.00<=","27.00<=","28.00<=","29.00<=","30.00<=","31.00<=","equal to or more than","Row"]
[null,"Interval End","12.00","13.00>","14.00>","15.00>","16.00>","17.00>","18.00>","19.00>","20.00>","21.00>","22.00>","23.00>","24.00>","25.00>","26.00>","27.00>","28.00>","29.00>","30.00>","31.00>","32.00>","32.00","Total"]
[null,"January","0.00","0.00","0.00","0.00","0.00","95.00","376.00","91.00","0.00","0.00","0.00","0.00","0.00","0.00","0.00","0.00","0.00","0.00","0.00","0.00","0.00","0.00","562.00"]
[null,"February","0.00","0.00","0.00","0.00","0.00","63.00","309.00","140.00","0.00","0.00","0.00","0.00","0.00","0.00","0.00","0.00","0.00","0.00","0.00","0.00","0.00","0.00","512.00"]
[null,"March","0.00","0.00","0.00","0.00","0.00","18.50","252.00","304.50","0.00","0.00","0.00","0.00","0.00","0.00","0.00","0.00","0.00","0.00","0.00","0.00","0.00","0.00","575.00"]
[null,"April","0.00","0.00","0.00","0.00","0.00","0.00","97.50","252.50","160.00","32.00","0.00","0.00","0.00","0.00","0.00","0.00","0.00","0.00","0.00","0.00","0.00","0.00","542.00"]
[null,"May","0.00","0.00","0.00","0.00","0.00","0.00","1.50","47.00","194.50","119.00","106.50","64.00","29.00","0.50","0.00","0.00","0.00","0.00","0.00","0.00","0.00","0.00","562.00"]
[null,"June","0.00","0.00","0.00","0.00","0.00","0.00","0.00","0.00","43.50","111.00","18.50","51.00","145.50","156.50","34.00","0.00","0.00","0.00","0.00","0.00","0.00","0.00","560.00"]
[null,"July","0.00","0.00","0.00","0.00","0.00","0.00","0.00","0.00","0.00","0.00","0.00","52.50","82.00","106.00","161.00","136.50","24.00","0.00","0.00","0.00","0.00","0.00","562.00"]
[null,"August","0.00","0.00","0.00","0.00","0.00","0.00","0.00","0.00","0.00","0.00","0.00","0.00","27.50","110.00","268.00","118.00","42.50","0.00","0.00","0.00","0.00","0.00","566.00"]
[null,"September","0.00","0.00","0.00","0.00","0.00","0.00","0.00","2.00","99.50","91.00","103.00","166.50","47.50","41.50","0.00","0.00","0.00","0.00","0.00","0.00","0.00","0.00","551.00"]
[null,"October","0.00","0.00","0.00","0.00","0.00","0.00","54.50","301.00","91.00","104.50","11.00","0.00","0.00","0.00","0.00","0.00","0.00","0.00","0.00","0.00","0.00","0.00","562.00"]
[null,"November","0.00","0.00","0.00","0.00","0.00","36.50","287.00","227.50","0.00","0.00","0.00","0.00","0.00","0.00","0.00","0.00","0.00","0.00","0.00","0.00","0.00","0.00","551.00"]
[null,"December","0.00","0.00","0.00","0.00","0.00","76.50","377.50","112.00","0.00","0.00","0.00","0.00","0.00","0.00","0.00","0.00","0.00","0.00","0.00","0.00","0.00","0.00","566.00"]
[null,"12:01 to  1:00 am","0.00","0.00","0.00","0.00","0.00","1.00","135.00","60.00","29.00","27.00","11.00","17.00","18.00","21.50","26.50","16.00","3.00","0.00","0.00","0.00","0.00","0.00","365.00"]
[null," 1:01 to  2:00 am","0.00","0.00","0.00","0.00","0.00","9.00","140.00","49.00","28.00","27.00","10.00","19.50","18.50","21.00","25.50","15.00","2.50","0.00","0.00","0.00","0.00","0.00","365.00"]
[null," 2:01 to  3:00 am","0.00","0.00","0.00","0.00","0.00","27.50","133.00","37.50","29.50","25.50","10.50","20.50","19.50","21.00","25.00","14.50","1.00","0.00","0.00","0.00","0.00","0.00","365.00"]
[null," 3:01 to  4:00 am","0.00","0.00","0.00","0.00","0.00","46.00","122.00","31.00","32.00","22.50","11.50","21.00","20.00","22.00","25.00","11.00","1.00","0.00","0.00","0.00","0.00","0.00","365.00"]
[null," 4:01 to  5:00 am","0.00","0.00","0.00","0.00","0.00","65.50","110.00","26.50","31.00","22.50","10.00","22.50","19.00","25.00","21.00","11.00","1.00","0.00","0.00","0.00","0.00","0.00","365.00"]
[null," 5:01 to  6:00 am","0.00","0.00","0.00","0.00","0.00","80.50","93.50","28.00","32.00","22.00","12.00","21.00","20.00","25.00","19.00","11.50","0.50","0.00","0.00","0.00","0.00","0.00","365.00"]
[null," 6:01 to  7:00 am","0.00","0.00","0.00","0.00","0.00","56.50","109.00","34.00","35.50","21.00","12.00","20.50","21.00","24.50","20.50","10.50","0.00","0.00","0.00","0.00","0.00","0.00","365.00"]
[null," 7:01 to  8:00 am","0.00","0.00","0.00","0.00","0.00","3.50","150.00","45.00","36.00","21.50","11.50","20.50","20.00","26.00","22.50","8.50","0.00","0.00","0.00","0.00","0.00","0.00","365.00"]
[null," 8:01 to  9:00 am","0.00","0.00","0.00","0.00","0.00","0.00","140.00","33.00","15.00","9.50","3.50","9.00","8.00","11.50","10.00","3.50","0.00","0.00","0.00","0.00","0.00","0.00","243.00"]
[null," 9:01 to 10:00 am","0.00","0.00","0.00","0.00","0.00","0.00","54.50","22.50","11.50","7.50","2.00","5.00","3.50","9.50","8.00","1.00","0.00","0.00","0.00","0.00","0.00","0.00","125.00"]
[null,"10:01 to 11:00 am","0.00","0.00","0.00","0.00","0.00","0.00","33.50","22.00","10.00","8.50","3.00","4.50","3.50","10.00","8.00","1.00","0.00","0.00","0.00","0.00","0.00","0.00","104.00"]
[null,"11:01 to 12:00 pm","0.00","0.00","0.00","0.00","0.00","0.00","30.00","25.00","9.50","8.50","4.00","4.00","2.50","7.50","12.00","1.00","0.00","0.00","0.00","0.00","0.00","0.00","104.00"]
[null,"12:01 to  1:00 pm","0.00","0.00","0.00","0.00","0.00","0.00","25.50","29.00","8.50","10.00","3.00","3.00","4.00","7.00","12.00","2.00","0.00","0.00","0.00","0.00","0.00","0.00","104.00"]
[null," 1:01 to  2:00 pm","0.00","0.00","0.00","0.00","0.00","0.00","22.50","36.00","15.00","13.00","5.00","6.50","7.50","8.50","14.00","6.00","1.00","0.00","0.00","0.00","0.00","0.00","135.00"]
[null," 2:01 to  3:00 pm","0.00","0.00","0.00","0.00","0.00","0.00","32.00","47.00","14.00","13.00","6.00","7.00","7.00","8.00","14.50","5.50","2.00","0.00","0.00","0.00","0.00","0.00","156.00"]
[null," 3:01 to  4:00 pm","0.00","0.00","0.00","0.00","0.00","0.00","30.50","47.50","14.50","12.50","7.00","7.00","6.50","8.50","13.00","6.50","2.50","0.00","0.00","0.00","0.00","0.00","156.00"]
[null," 4:01 to  5:00 pm","0.00","0.00","0.00","0.00","0.00","0.00","30.00","48.00","12.00","15.00","6.50","7.50","6.00","9.00","12.00","7.00","3.00","0.00","0.00","0.00","0.00","0.00","156.00"]
[null," 5:01 to  6:00 pm","0.00","0.00","0.00","0.00","0.00","0.00","26.50","72.50","34.00","24.50","14.50","18.00","17.00","22.50","23.50","18.00","7.00","0.00","0.00","0.00","0.00","0.00","278.00"]
[null," 6:01 to  7:00 pm","0.00","0.00","0.00","0.00","0.00","0.00","64.00","121.00","33.00","23.50","16.50","18.00","18.00","21.50","23.50","18.00","8.00","0.00","0.00","0.00","0.00","0.00","365.00"]
[null," 7:01 to  8:00 pm","0.00","0.00","0.00","0.00","0.00","0.00","54.50","130.50","32.00","24.00","18.00","16.50","18.00","21.50","24.00","18.50","7.50","0.00","0.00","0.00","0.00","0.00","365.00"]
[null," 8:01 to  9:00 pm","0.00","0.00","0.00","0.00","0.00","0.00","51.50","133.50","31.00","24.00","19.00","15.00","20.00","21.00","25.00","17.00","8.00","0.00","0.00","0.00","0.00","0.00","365.00"]
[null," 9:01 to 10:00 pm","0.00","0.00","0.00","0.00","0.00","0.00","46.50","138.50","32.00","23.00","19.00","15.00","20.00","21.00","25.00","17.50","7.50","0.00","0.00","0.00","0.00","0.00","365.00"]
[null,"10:01 to 11:00 pm","0.00","0.00","0.00","0.00","0.00","0.00","41.50","145.50","34.00","25.00","13.00","17.50","17.50","21.00","25.50","18.00","6.50","0.00","0.00","0.00","0.00","0.00","365.00"]
[null,"11:01 to 12:00 am","0.00","0.00","0.00","0.00","0.00","0.00","79.50","115.00","29.50","27.00","10.50","18.00","16.50","20.50","28.00","16.00","4.50","0.00","0.00","0.00","0.00","0.00","365.00"]
[null,"Total","0.00","0.00","0.00","0.00","0.00","289.50","1755.00","1477.50","588.50","457.50","239.00","334.00","331.50","414.50","463.00","254.50","66.50","0.00","0.00","0.00","0.00","0.00","6671.00"]
[]
[]
["Statistics"]
[]
[null,null,"Statistic"]
[null,"Minimum","16.24"]
[null,"Mean minus two standard deviations","14.13"]
[null,"Mean","20.18"]
[null,"Mean plus two standard deviations","26.23"]
[null,"Maximum","27.84"]
[null,"Standard deviation","3.02"]
[]
[]
["----------------------------------------------------------------------------------------------------"]
["REPORT:","ZONE OPERATIVE TEMPERATURE [C] [RT2012 BATIMENT à USAGE D'HABITATION - LOGEMENT COLLECTIF - OCCUPATION]"]
["FOR:","2EETAGE:APPARTEMENTS"]
["Values in table are in hours."]
[]
["Time Bin Results"]
[]
[null,null,"- [hr]","1 [hr]","2 [hr]","3 [hr]","4 [hr]","5 [hr]","6 [hr]","7 [hr]","8 [hr]","9 [hr]","10 [hr]","11 [hr]","12 [hr]","13 [hr]","14 [hr]","15 [hr]","16 [hr]","17 [hr]","18 [hr]","19 [hr]","20 [hr]","- [hr]","- [hr]"]
[null,"Interval Start","less than","12.00<=","13.00<=","14.00<=","15.00<=","16.00<=","17.00<=","18.00<=","19.00<=","20.00<=","21.00<=","22.00<=","23.00<=","24.00<=","25.00<=","26.00<=","27.00<=","28.00<=","29.00<=","30.00<=","31.00<=","equal to or more than","Row"]
[null,"Interval End","12.00","13.00>","14.00>","15.00>","16.00>","17.00>","18.00>","19.00>","20.00>","21.00>","22.00>","23.00>","24.00>","25.00>","26.00>","27.00>","28.00>","29.00>","30.00>","31.00>","32.00>","32.00","Total"]
[null,"January","0.00","0.00","0.00","0.00","2.50","190.50","24.00","29.50","315.50","0.00","0.00","0.00","0.00","0.00","0.00","0.00","0.00","0.00","0.00","0.00","0.00","0.00","562.00"]
[null,"February","0.00","0.00","0.00","0.00","0.00","175.50","20.00","27.50","289.00","0.00","0.00","0.00","0.00","0.00","0.00","0.00","0.00","0.00","0.00","0.00","0.00","0.00","512.00"]
[null,"March","0.00","0.00","0.00","0.00","0.00","152.50","62.00","30.50","330.00","0.00","0.00","0.00","0.00","0.00","0.00","0.00","0.00","0.00","0.00","0.00","0.00","0.00","575.00"]
[null,"April","0.00","0.00","0.00","0.00","0.00","61.50","77.50","68.50","292.50","41.00","1.00","0.00","0.00","0.00","0.00","0.00","0.00","0.00","0.00","0.00","0.00","0.00","542.00"]
[null,"May","0.00","0.00","0.00","0.00","0.00","1.00","20.00","59.00","172.00","150.00","79.50","50.50","22.00","8.00","0.00","0.00","0.00","0.00","0.00","0.00","0.00","0.00","562.00"]
[null,"June","0.00","0.00","0.00","0.00","0.00","0.00","0.00","15.50","69.50","59.50","35.50","110.00","149.00","108.00","10.50","2.50","0.00","0.00","0.00","0.00","0.00","0.00","560.00"]
[null,"July","0.00","0.00","0.00","0.00","0.00","0.00","0.00","0.00","0.00","0.00","24.00","46.50","117.00","167.00","114.50","59.50","33.00","0.50","0.00","0.00","0.00","0.00","562.00"]
[null,"August","0.00","0.00","0.00","0.00","0.00","0.00","0.00","0.00","0.00","0.00","0.00","19.00","61.50","248.00","136.00","67.50","28.50","5.50","0.00","0.00","0.00","0.00","566.00"]
[null,"September","0.00","0.00","0.00","0.00","0.00","0.00","1.50","29.50","94.00","103.50","119.00","104.50","68.00","21.50","9.50","0.00","0.00","0.00","0.00","0.00","0.00","0.00","551.00"]
[null,"October","0.00","0.00","0.00","0.00","0.00","38.50","82.00","62.00","319.50","37.50","22.50","0.00","0.00","0.00","0.00","0.00","0.00","0.00","0.00","0.00","0.00","0.00","562.00"]
[null,"November","0.00","0.00","0.00","0.00","0.00","150.00","56.50","30.00","314.50","0.00","0.00","0.00","0.00","0.00","0.00","0.00","0.00","0.00","0.00","0.00","0.00","0.00","551.00"]
[null,"December","0.00","0.00","0.00","0.00","2.00","190.00","24.50","29.50","320.00","0.00","0.00","0.00","0.00","0.00","0.00","0.00","0.00","0.00","0.00","0.00","0.00","0.00","566.00"]
[null,"12:01 to  1:00 am","0.00","0.00","0.00","0.00","4.50","123.50","62.50","27.00","25.50","18.00","13.00","20.00","20.50","29.00","14.50","7.00","0.00","0.00","0.00","0.00","0.00","0.00","365.00"]
[null," 1:01 to  2:00 am","0.00","0.00","0.00","0.00","0.00","149.00","44.00","27.50","27.00","15.00","13.50","21.00","22.00","28.00","13.50","4.50","0.00","0.00","0.00","0.00","0.00","0.00","365.00"]
[null," 2:01 to  3:00 am","0.00","0.00","0.00","0.00","0.00","157.50","37.50","27.50","28.00","12.50","16.50","19.50","23.50","27.00","14.50","1.00","0.00","0.00","0.00","0.00","0.00","0.00","365.00"]
[null," 3:01 to  4:00 am","0.00","0.00","0.00","0.00","0.00","164.50","34.00","31.50","21.00","13.50","18.00","19.00","24.00","27.00","11.50","1.00","0.00","0.00","0.00","0.00","0.00","0.00","365.00"]
[null," 4:01 to  5:00 am","0.00","0.00","0.00","0.00","0.00","169.50","32.00","31.50","19.00","13.00","18.00","20.00","26.50","26.50","9.00","0.00","0.00","0.00","0.00","0.00","0.00","0.00","365.00"]
[null," 5:01 to  6:00 am","0.00","0.00","0.00","0.00","0.00","142.00","7.00","36.00","64.00","16.00","18.00","19.50","27.00","27.00","8.50","0.00","0.00","0.00","0.00","0.00","0.00","0.00","365.00"]
[null," 6:01 to  7:00 am","0.00","0.00","0.00","0.00","0.00","0.00","0.00","138.00","106.00","19.00","12.00","23.00","25.00","34.00","8.00","0.00","0.00","0.00","0.00","0.00","0.00","0.00","365.00"]
[null," 7:01 to  8:00 am","0.00","0.00","0.00","0.00","0.00","0.00","0.00","0.00","241.00","21.50","7.50","25.50","24.00","36.50","9.00","0.00","0.00","0.00","0.00","0.00","0.00","0.00","365.00"]
[null," 8:01 to  9:00 am","0.00","0.00","0.00","0.00","0.00","0.00","0.00","0.00","191.00","9.00","3.00","11.00","7.00","16.50","5.50","0.00","0.00","0.00","0.00","0.00","0.00","0.00","243.00"]
[null," 9:01 to 10:00 am","0.00","0.00","0.00","0.00","0.00","0.00","0.00","0.00","87.00","8.00","3.00","4.00","6.50","14.50","2.00","0.00","0.00","0.00","0.00","0.00","0.00","0.00","125.00"]
[null,"10:01 to 11:00 am","0.00","0.00","0.00","0.00","0.00","0.00","0.00","0.00","65.00","8.00","3.50","2.50","8.00","13.00","3.00","1.00","0.00","0.00","0.00","0.00","0.00","0.00","104.00"]
[null,"11:01 to 12:00 pm","0.00","0.00","0.00","0.00","0.00","0.00","0.00","0.00","63.00","10.00","3.00","3.00","6.00","12.00","5.00","2.00","0.00","0.00","0.00","0.00","0.00","0.00","104.00"]
[null,"12:01 to  1:00 pm","0.00","0.00","0.00","0.00","0.00","0.00","0.00","0.00","61.50","9.00","3.00","5.50","5.00","10.00","7.00","3.00","0.00","0.00","0.00","0.00","0.00","0.00","104.00"]
[null," 1:01 to  2:00 pm","0.00","0.00","0.00","0.00","0.00","0.00","0.00","0.00","71.50","10.50","7.50","8.50","7.00","14.00","8.00","4.50","3.50","0.00","0.00","0.00","0.00","0.00","135.00"]
[null," 2:01 to  3:00 pm","0.00","0.00","0.00","0.00","0.00","0.00","0.00","0.00","88.50","12.50","9.00","7.00","6.00","16.00","5.50","7.50","3.50","0.50","0.00","0.00","0.00","0.00","156.00"]
[null," 3:01 to  4:00 pm","0.00","0.00","0.00","0.00","0.00","0.00","0.00","0.00","87.50","11.00","10.50","8.00","6.00","14.50","4.00","10.50","3.00","1.00","0.00","0.00","0.00","0.00","156.00"]
[null," 4:01 to  5:00 pm","0.00","0.00","0.00","0.00","0.00","0.00","0.00","0.00","86.50","11.50","10.00","9.00","6.00","14.00","7.00","8.00","3.00","1.00","0.00","0.00","0.00","0.00","156.00"]
[null," 5:01 to  6:00 pm","0.00","0.00","0.00","0.00","0.00","0.00","0.00","0.00","125.00","23.50","21.50","15.50","21.00","23.50","22.00","12.50","12.50","1.00","0.00","0.00","0.00","0.00","278.00"]
[null," 6:01 to  7:00 pm","0.00","0.00","0.00","0.00","0.00","0.00","0.00","0.00","209.50","27.50","20.00","8.50","28.00","25.00","21.00","12.50","11.50","1.50","0.00","0.00","0.00","0.00","365.00"]
[null," 7:01 to  8:00 pm","0.00","0.00","0.00","0.00","0.00","0.00","0.00","0.00","211.00","26.50","19.50","8.50","28.50","30.50","19.00","11.50","9.00","1.00","0.00","0.00","0.00","0.00","365.00"]
[null," 8:01 to  9:00 pm","0.00","0.00","0.00","0.00","0.00","0.00","0.00","0.00","213.00","26.50","17.50","11.00","28.00","35.50","17.00","10.00","6.50","0.00","0.00","0.00","0.00","0.00","365.00"]
[null," 9:01 to 10:00 pm","0.00","0.00","0.00","0.00","0.00","0.00","0.00","0.00","219.00","28.50","13.50","15.50","20.50","26.00","22.50","12.50","7.00","0.00","0.00","0.00","0.00","0.00","365.00"]
[null,"10:01 to 11:00 pm","0.00","0.00","0.00","0.00","0.00","0.50","24.50","29.00","179.00","21.50","10.50","23.50","20.50","27.00","16.50","11.50","1.00","0.00","0.00","0.00","0.00","0.00","365.00"]
[null,"11:01 to 12:00 am","0.00","0.00","0.00","0.00","0.00","53.00","126.50","33.50","27.00","19.50","10.00","22.00","21.00","25.50","17.00","9.00","1.00","0.00","0.00","0.00","0.00","0.00","365.00"]
[null,"Total","0.00","0.00","0.00","0.00","4.50","959.50","368.00","381.50","2516.50","391.50","281.50","330.50","417.50","552.50","270.50","129.50","61.50","6.00","0.00","0.00","0.00","0.00","6671.00"]
[]
[]
["Statistics"]
[]
[null,null,"Statistic"]
[null,"Minimum","15.99"]
[null,"Mean minus two standard deviations","14.38"]
[null,"Mean","20.12"]
[null,"Mean plus two standard deviations","25.87"]
[null,"Maximum","28.48"]
[null,"Standard deviation","2.87"]
[]
[]
["----------------------------------------------------------------------------------------------------"]
["REPORT:","ZONE MEAN AIR TEMPERATURE [C] [RT2012 BATIMENT à USAGE D'HABITATION - LOGEMENT COLLECTIF - OCCUPATION]"]
["FOR:","2EETAGE:ESCALIERO"]
["Values in table are in hours."]
[]
["Time Bin Results"]
[]
[null,null,"- [hr]","1 [hr]","2 [hr]","3 [hr]","4 [hr]","5 [hr]","6 [hr]","7 [hr]","8 [hr]","9 [hr]","10 [hr]","11 [hr]","12 [hr]","13 [hr]","14 [hr]","15 [hr]","16 [hr]","17 [hr]","18 [hr]","19 [hr]","20 [hr]","- [hr]","- [hr]"]
[null,"Interval Start","less than","12.00<=","13.00<=","14.00<=","15.00<=","16.00<=","17.00<=","18.00<=","19.00<=","20.00<=","21.00<=","22.00<=","23.00<=","24.00<=","25.00<=","26.00<=","27.00<=","28.00<=","29.00<=","30.00<=","31.00<=","equal to or more than","Row"]
[null,"Interval End","12.00","13.00>","14.00>","15.00>","16.00>","17.00>","18.00>","19.00>","20.00>","21.00>","22.00>","23.00>","24.00>","25.00>","26.00>","27.00>","28.00>","29.00>","30.00>","31.00>","32.00>","32.00","Total"]
[null,"January","0.00","0.00","11.50","147.50","239.00","164.00","0.00","0.00","0.00","0.00","0.00","0.00","0.00","0.00","0.00","0.00","0.00","0.00","0.00","0.00","0.00","0.00","562.00"]
[null,"February","0.00","0.00","0.00","41.00","288.50","182.50","0.00","0.00","0.00","0.00","0.00","0.00","0.00","0.00","0.00","0.00","0.00","0.00","0.00","0.00","0.00","0.00","512.00"]
[null,"March","0.00","0.00","0.00","1.00","82.00","282.00","200.00","10.00","0.00","0.00","0.00","0.00","0.00","0.00","0.00","0.00","0.00","0.00","0.00","0.00","0.00","0.00","575.00"]
[null,"April","0.00","0.00","0.00","0.00","3.00","84.50","164.50","135.50","108.00","41.50","5.00","0.00","0.00","0.00","0.00","0.00","0.00","0.00","0.00","0.00","0.00","0.00","542.00"]
[null,"May","0.00","0.00","0.00","0.00","0.00","0.00","13.50","59.00","138.00","126.00","102.50","61.50","41.00","14.50","6.00","0.00","0.00","0.00","0.00","0.00","0.00","0.00","562.00"]
[null,"June","0.00","0.00","0.00","0.00","0.00","0.00","0.00","0.00","32.00","84.50","47.50","44.50","122.00","118.00","78.50","26.00","7.00","0.00","0.00","0.00","0.00","0.00","560.00"]
[null,"July","0.00","0.00","0.00","0.00","0.00","0.00","0.00","0.00","0.00","0.00","0.50","43.50","66.50","91.50","127.00","137.00","67.50","23.50","5.00","0.00","0.00","0.00","562.00"]
[null,"August","0.00","0.00","0.00","0.00","0.00","0.00","0.00","0.00","0.00","0.00","0.00","3.00","34.00","91.00","186.00","157.50","71.00","20.00","3.50","0.00","0.00","0.00","566.00"]
[null,"September","0.00","0.00","0.00","0.00","0.00","0.00","0.00","29.50","79.50","119.00","93.50","135.50","55.00","26.00","12.00","1.00","0.00","0.00","0.00","0.00","0.00","0.00","551.00"]
[null,"October","0.00","0.00","0.00","0.00","0.00","59.50","260.00","100.00","85.50","55.00","2.00","0.00","0.00","0.00","0.00","0.00","0.00","0.00","0.00","0.00","0.00","0.00","562.00"]
[null,"November","0.00","0.00","0.00","5.50","221.50","225.50","95.50","3.00","0.00","0.00","0.00","0.00","0.00","0.00","0.00","0.00","0.00","0.00","0.00","0.00","0.00","0.00","551.00"]
[null,"December","0.00","0.00","2.00","102.50","265.00","196.50","0.00","0.00","0.00","0.00","0.00","0.00","0.00","0.00","0.00","0.00","0.00","0.00","0.00","0.00","0.00","0.00","566.00"]
[null,"12:01 to  1:00 am","0.00","0.00","0.00","12.00","59.50","72.50","43.00","14.50","30.50","22.00","10.50","17.50","15.50","19.50","27.00","17.50","3.50","0.00","0.00","0.00","0.00","0.00","365.00"]
[null," 1:01 to  2:00 am","0.00","0.00","0.00","12.50","62.50","75.00","38.50","15.00","30.00","21.00","10.50","18.00","17.00","19.00","28.00","16.00","2.00","0.00","0.00","0.00","0.00","0.00","365.00"]
[null," 2:01 to  3:00 am","0.00","0.00","0.50","13.00","65.50","75.00","36.00","18.00","26.00","21.50","11.00","18.50","18.50","23.50","22.50","13.50","2.00","0.00","0.00","0.00","0.00","0.00","365.00"]
[null," 3:01 to  4:00 am","0.00","0.00","1.00","13.50","69.50","75.00","33.50","17.50","30.00","17.50","11.50","17.50","20.00","24.50","21.00","11.50","1.50","0.00","0.00","0.00","0.00","0.00","365.00"]
[null," 4:01 to  5:00 am","0.00","0.00","1.00","17.50","75.50","66.00","33.00","21.50","25.50","19.00","11.00","19.50","19.00","24.50","22.00","9.00","1.00","0.00","0.00","0.00","0.00","0.00","365.00"]
[null," 5:01 to  6:00 am","0.00","0.00","1.00","23.00","74.00","65.00","31.00","27.00","20.50","17.50","12.00","20.00","20.50","24.00","20.50","9.00","0.00","0.00","0.00","0.00","0.00","0.00","365.00"]
[null," 6:01 to  7:00 am","0.00","0.00","1.50","27.50","75.50","61.00","28.50","29.50","18.50","17.00","12.00","20.00","19.50","23.50","21.00","10.00","0.00","0.00","0.00","0.00","0.00","0.00","365.00"]
[null," 7:01 to  8:00 am","0.00","0.00","3.00","32.00","72.50","56.00","29.00","22.50","24.50","18.50","10.00","19.00","20.00","21.00","24.00","12.00","1.00","0.00","0.00","0.00","0.00","0.00","365.00"]
[null," 8:01 to  9:00 am","0.00","0.00","3.00","31.50","69.50","48.00","16.50","9.00","10.50","9.00","5.50","4.50","9.50","5.50","14.00","6.00","1.00","0.00","0.00","0.00","0.00","0.00","243.00"]
[null," 9:01 to 10:00 am","0.00","0.00","1.00","11.50","31.50","19.50","11.50","3.00","8.00","9.50","1.50","3.00","5.00","5.00","11.00","4.00","0.00","0.00","0.00","0.00","0.00","0.00","125.00"]
[null,"10:01 to 11:00 am","0.00","0.00","1.00","4.50","20.50","12.00","13.50","3.50","9.50","7.50","3.00","4.00","4.00","4.50","7.50","7.50","1.50","0.00","0.00","0.00","0.00","0.00","104.00"]
[null,"11:01 to 12:00 pm","0.00","0.00","0.50","4.50","17.00","12.50","14.50","6.00","8.00","7.50","4.50","3.00","1.00","8.00","3.00","12.00","2.00","0.00","0.00","0.00","0.00","0.00","104.00"]
[null,"12:01 to  1:00 pm","0.00","0.00","0.00","5.00","12.50","14.50","16.50","5.50","4.00","10.00","5.00","4.50","1.50","7.50","2.50","11.00","4.00","0.00","0.00","0.00","0.00","0.00","104.00"]
[null," 1:01 to  2:00 pm","0.00","0.00","0.00","4.50","10.00","18.50","18.50","7.00","5.50","14.50","7.50","6.50","6.00","5.50","9.00","10.50","6.50","5.00","0.00","0.00","0.00","0.00","135.00"]
[null," 2:01 to  3:00 pm","0.00","0.00","0.00","3.00","15.00","32.50","19.50","7.00","7.00","13.50","9.50","5.00","8.00","4.00","9.50","9.50","8.00","3.50","1.50","0.00","0.00","0.00","156.00"]
[null," 3:01 to  4:00 pm","0.00","0.00","0.00","3.00","17.00","29.00","21.00","7.50","5.50","12.00","12.00","5.00","7.00","5.00","8.50","8.50","10.00","3.00","2.00","0.00","0.00","0.00","156.00"]
[null," 4:01 to  5:00 pm","0.00","0.00","0.00","4.00","17.50","28.50","21.00","7.50","6.50","10.00","12.00","5.00","8.00","4.00","8.50","9.00","9.50","3.00","2.00","0.00","0.00","0.00","156.00"]
[null," 5:01 to  6:00 pm","0.00","0.00","0.00","5.00","17.50","28.50","29.50","18.50","19.00","25.00","20.00","13.00","18.00","12.50","17.50","22.50","17.00","12.00","2.50","0.00","0.00","0.00","278.00"]
[null," 6:01 to  7:00 pm","0.00","0.00","0.00","10.50","50.50","62.00","48.00","18.50","20.00","26.50","19.00","10.50","18.00","12.50","17.50","25.00","17.50","8.50","0.50","0.00","0.00","0.00","365.00"]
[null," 7:01 to  8:00 pm","0.00","0.00","0.00","11.00","52.50","64.50","47.50","16.00","22.50","28.50","15.50","10.50","18.50","13.00","18.00","25.00","16.50","5.50","0.00","0.00","0.00","0.00","365.00"]
[null," 8:01 to  9:00 pm","0.00","0.00","0.00","12.00","52.00","66.50","47.50","16.50","22.50","28.00","15.00","13.00","16.00","18.00","21.00","21.00","13.50","2.50","0.00","0.00","0.00","0.00","365.00"]
[null," 9:01 to 10:00 pm","0.00","0.00","0.00","12.00","53.00","68.50","46.50","16.00","27.50","24.00","13.00","16.00","17.00","17.50","25.00","17.00","11.50","0.50","0.00","0.00","0.00","0.00","365.00"]
[null,"10:01 to 11:00 pm","0.00","0.00","0.00","12.00","54.00","70.50","45.50","15.50","30.00","23.50","10.50","16.50","16.00","19.50","25.00","16.00","10.50","0.00","0.00","0.00","0.00","0.00","365.00"]
[null,"11:01 to 12:00 am","0.00","0.00","0.00","12.50","54.50","73.50","44.00","14.50","31.50","23.00","9.00","18.00","15.00","19.50","26.00","18.50","5.50","0.00","0.00","0.00","0.00","0.00","365.00"]
[null,"Total","0.00","0.00","13.50","297.50","1099.00","1194.50","733.50","337.00","443.00","426.00","251.00","288.00","318.50","341.00","409.50","321.50","145.50","43.50","8.50","0.00","0.00","0.00","6671.00"]
[]
[]
["Statistics"]
[]
[null,null,"Statistic"]
[null,"Minimum","13.66"]
[null,"Mean minus two standard deviations","11.66"]
[null,"Mean","19.45"]
[null,"Mean plus two standard deviations","27.24"]
[null,"Maximum","29.21"]
[null,"Standard deviation","3.90"]
[]
[]
["----------------------------------------------------------------------------------------------------"]
["REPORT:","ZONE MEAN RADIANT TEMPERATURE [C] [RT2012 BATIMENT à USAGE D'HABITATION - LOGEMENT COLLECTIF - OCCUPATION]"]
["FOR:","2EETAGE:ESCALIERO"]
["Values in table are in hours."]
[]
["Time Bin Results"]
[]
[null,null,"- [hr]","1 [hr]","2 [hr]","3 [hr]","4 [hr]","5 [hr]","6 [hr]","7 [hr]","8 [hr]","9 [hr]","10 [hr]","11 [hr]","12 [hr]","13 [hr]","14 [hr]","15 [hr]","16 [hr]","17 [hr]","18 [hr]","19 [hr]","20 [hr]","- [hr]","- [hr]"]
[null,"Interval Start","less than","12.00<=","13.00<=","14.00<=","15.00<=","16.00<=","17.00<=","18.00<=","19.00<=","20.00<=","21.00<=","22.00<=","23.00<=","24.00<=","25.00<=","26.00<=","27.00<=","28.00<=","29.00<=","30.00<=","31.00<=","equal to or more than","Row"]
[null,"Interval End","12.00","13.00>","14.00>","15.00>","16.00>","17.00>","18.00>","19.00>","20.00>","21.00>","22.00>","23.00>","24.00>","25.00>","26.00>","27.00>","28.00>","29.00>","30.00>","31.00>","32.00>","32.00","Total"]
[null,"January","0.00","0.00","0.00","2.50","149.50","286.50","123.50","0.00","0.00","0.00","0.00","0.00","0.00","0.00","0.00","0.00","0.00","0.00","0.00","0.00","0.00","0.00","562.00"]
[null,"February","0.00","0.00","0.00","0.00","20.50","353.50","138.00","0.00","0.00","0.00","0.00","0.00","0.00","0.00","0.00","0.00","0.00","0.00","0.00","0.00","0.00","0.00","512.00"]
[null,"March","0.00","0.00","0.00","0.00","1.00","78.50","344.50","145.00","6.00","0.00","0.00","0.00","0.00","0.00","0.00","0.00","0.00","0.00","0.00","0.00","0.00","0.00","575.00"]
[null,"April","0.00","0.00","0.00","0.00","0.00","1.00","99.00","162.00","147.50","100.50","32.00","0.00","0.00","0.00","0.00","0.00","0.00","0.00","0.00","0.00","0.00","0.00","542.00"]
[null,"May","0.00","0.00","0.00","0.00","0.00","0.00","0.00","16.00","86.50","131.50","124.50","91.00","55.00","42.50","15.00","0.00","0.00","0.00","0.00","0.00","0.00","0.00","562.00"]
[null,"June","0.00","0.00","0.00","0.00","0.00","0.00","0.00","0.00","0.00","38.50","86.50","46.50","63.00","105.00","121.00","70.50","20.50","8.50","0.00","0.00","0.00","0.00","560.00"]
[null,"July","0.00","0.00","0.00","0.00","0.00","0.00","0.00","0.00","0.00","0.00","0.00","1.50","52.50","77.00","85.00","129.50","145.50","55.50","15.50","0.00","0.00","0.00","562.00"]
[null,"August","0.00","0.00","0.00","0.00","0.00","0.00","0.00","0.00","0.00","0.00","0.00","0.00","3.50","41.00","103.50","202.50","164.50","40.00","11.00","0.00","0.00","0.00","566.00"]
[null,"September","0.00","0.00","0.00","0.00","0.00","0.00","0.00","0.00","57.50","85.50","111.00","117.00","107.00","47.00","21.50","4.50","0.00","0.00","0.00","0.00","0.00","0.00","551.00"]
[null,"October","0.00","0.00","0.00","0.00","0.00","0.00","108.50","244.50","81.50","102.50","25.00","0.00","0.00","0.00","0.00","0.00","0.00","0.00","0.00","0.00","0.00","0.00","562.00"]
[null,"November","0.00","0.00","0.00","0.00","4.50","261.50","218.00","67.00","0.00","0.00","0.00","0.00","0.00","0.00","0.00","0.00","0.00","0.00","0.00","0.00","0.00","0.00","551.00"]
[null,"December","0.00","0.00","0.00","0.00","98.00","383.50","84.50","0.00","0.00","0.00","0.00","0.00","0.00","0.00","0.00","0.00","0.00","0.00","0.00","0.00","0.00","0.00","566.00"]
[null,"12:01 to  1:00 am","0.00","0.00","0.00","0.00","10.00","71.50","72.50","34.50","22.50","23.00","22.50","11.50","16.00","18.00","18.50","28.00","13.00","3.50","0.00","0.00","0.00","0.00","365.00"]
[null," 1:01 to  2:00 am","0.00","0.00","0.00","0.00","11.00","74.00","75.00","30.00","22.00","25.50","19.50","12.00","17.50","18.00","19.50","25.50","13.50","2.00","0.00","0.00","0.00","0.00","365.00"]
[null," 2:01 to  3:00 am","0.00","0.00","0.00","0.00","11.50","77.00","75.50","27.50","24.50","24.00","18.00","12.00","18.00","20.50","24.00","18.00","13.00","1.50","0.00","0.00","0.00","0.00","365.00"]
[null," 3:01 to  4:00 am","0.00","0.00","0.00","0.00","14.00","80.00","73.50","25.50","26.00","26.00","14.00","13.00","17.50","22.00","23.00","18.50","12.00","0.00","0.00","0.00","0.00","0.00","365.00"]
[null," 4:01 to  5:00 am","0.00","0.00","0.00","0.00","16.00","87.00","68.50","23.00","26.50","26.50","12.00","15.50","18.50","19.50","24.00","18.00","10.00","0.00","0.00","0.00","0.00","0.00","365.00"]
[null," 5:01 to  6:00 am","0.00","0.00","0.00","0.00","23.50","88.50","60.00","24.00","29.00","22.50","13.00","16.00","17.00","20.00","24.00","20.00","7.50","0.00","0.00","0.00","0.00","0.00","365.00"]
[null," 6:01 to  7:00 am","0.00","0.00","0.00","0.00","26.50","94.00","53.50","20.50","30.00","21.50","13.00","14.00","17.50","19.00","22.50","23.50","9.00","0.50","0.00","0.00","0.00","0.00","365.00"]
[null," 7:01 to  8:00 am","0.00","0.00","0.00","1.00","30.00","89.00","53.00","19.00","26.50","24.00","15.50","11.50","16.00","19.50","18.50","28.50","11.50","1.50","0.00","0.00","0.00","0.00","365.00"]
[null," 8:01 to  9:00 am","0.00","0.00","0.00","1.00","30.50","81.50","44.00","10.00","10.50","12.00","7.50","4.50","5.50","8.00","6.50","14.50","6.00","1.00","0.00","0.00","0.00","0.00","243.00"]
[null," 9:01 to 10:00 am","0.00","0.00","0.00","0.50","10.00","37.00","16.50","9.50","5.00","8.00","8.50","2.50","2.50","5.00","4.00","10.00","5.50","0.50","0.00","0.00","0.00","0.00","125.00"]
[null,"10:01 to 11:00 am","0.00","0.00","0.00","0.00","6.00","23.00","10.00","12.00","3.50","9.00","8.00","4.00","3.00","5.00","3.50","4.50","11.50","1.00","0.00","0.00","0.00","0.00","104.00"]
[null,"11:01 to 12:00 pm","0.00","0.00","0.00","0.00","4.50","18.00","11.50","15.00","4.50","7.00","9.50","5.00","3.00","1.00","8.00","2.50","13.50","1.00","0.00","0.00","0.00","0.00","104.00"]
[null,"12:01 to  1:00 pm","0.00","0.00","0.00","0.00","3.00","13.50","16.00","15.50","5.00","5.00","11.50","4.50","4.00","1.00","6.00","3.50","12.00","3.50","0.00","0.00","0.00","0.00","104.00"]
[null," 1:01 to  2:00 pm","0.00","0.00","0.00","0.00","3.00","12.50","15.50","19.50","5.50","7.50","16.50","8.00","4.50","6.50","6.00","6.50","13.50","6.00","4.00","0.00","0.00","0.00","135.00"]
[null," 2:01 to  3:00 pm","0.00","0.00","0.00","0.00","3.00","20.00","26.00","21.00","7.00","8.00","14.00","9.50","4.50","6.50","5.50","7.00","12.00","7.00","5.00","0.00","0.00","0.00","156.00"]
[null," 3:01 to  4:00 pm","0.00","0.00","0.00","0.00","3.00","23.50","23.00","21.50","7.50","7.50","13.50","8.50","5.00","7.00","5.00","7.00","12.00","8.00","4.00","0.00","0.00","0.00","156.00"]
[null," 4:01 to  5:00 pm","0.00","0.00","0.00","0.00","3.00","28.00","19.50","22.50","7.00","6.50","14.00","8.00","4.50","8.50","4.00","7.50","12.00","7.50","3.50","0.00","0.00","0.00","156.00"]
[null," 5:01 to  6:00 pm","0.00","0.00","0.00","0.00","5.00","27.50","24.00","34.50","12.00","25.50","23.00","18.50","11.50","15.50","17.00","17.00","24.50","17.50","5.00","0.00","0.00","0.00","278.00"]
[null," 6:01 to  7:00 pm","0.00","0.00","0.00","0.00","10.00","66.00","59.00","45.50","14.50","30.00","18.00","16.00","14.00","14.00","17.00","20.00","24.00","13.50","3.50","0.00","0.00","0.00","365.00"]
[null," 7:01 to  8:00 pm","0.00","0.00","0.00","0.00","10.00","68.50","59.50","44.00","15.50","31.50","19.50","13.50","15.00","14.00","17.00","22.00","23.00","10.50","1.50","0.00","0.00","0.00","365.00"]
[null," 8:01 to  9:00 pm","0.00","0.00","0.00","0.00","10.00","70.00","60.00","44.50","16.00","30.00","21.50","10.50","17.50","16.00","17.50","26.00","19.50","6.00","0.00","0.00","0.00","0.00","365.00"]
[null," 9:01 to 10:00 pm","0.00","0.00","0.00","0.00","10.00","72.00","64.00","40.00","17.50","28.50","22.00","11.00","18.00","14.00","19.00","26.50","18.50","4.00","0.00","0.00","0.00","0.00","365.00"]
[null,"10:01 to 11:00 pm","0.00","0.00","0.00","0.00","10.00","71.50","66.50","38.50","19.50","26.00","22.00","13.50","15.50","16.00","18.00","26.00","18.00","4.00","0.00","0.00","0.00","0.00","365.00"]
[null,"11:01 to 12:00 am","0.00","0.00","0.00","0.00","10.00","71.00","69.50","37.00","21.50","23.50","22.50","13.00","15.00","18.00","18.00","26.50","15.50","4.00","0.00","0.00","0.00","0.00","365.00"]
[null,"Total","0.00","0.00","0.00","2.50","273.50","1364.50","1116.00","634.50","379.00","458.50","379.00","256.00","281.00","312.50","346.00","407.00","330.50","104.00","26.50","0.00","0.00","0.00","6671.00"]
[]
[]
["Statistics"]
[]
[null,null,"Statistic"]
[null,"Minimum","14.93"]
[null,"Mean minus two standard deviations","12.62"]
[null,"Mean","20.30"]
[null,"Mean plus two standard deviations","27.98"]
[null,"Maximum","29.90"]
[null,"Standard deviation","3.84"]
[]
[]
["----------------------------------------------------------------------------------------------------"]
["REPORT:","ZONE OPERATIVE TEMPERATURE [C] [RT2012 BATIMENT à USAGE D'HABITATION - LOGEMENT COLLECTIF - OCCUPATION]"]
["FOR:","2EETAGE:ESCALIERO"]
["Values in table are in hours."]
[]
["Time Bin Results"]
[]
[null,null,"- [hr]","1 [hr]","2 [hr]","3 [hr]","4 [hr]","5 [hr]","6 [hr]","7 [hr]","8 [hr]","9 [hr]","10 [hr]","11 [hr]","12 [hr]","13 [hr]","14 [hr]","15 [hr]","16 [hr]","17 [hr]","18 [hr]","19 [hr]","20 [hr]","- [hr]","- [hr]"]
[null,"Interval Start","less than","12.00<=","13.00<=","14.00<=","15.00<=","16.00<=","17.00<=","18.00<=","19.00<=","20.00<=","21.00<=","22.00<=","23.00<=","24.00<=","25.00<=","26.00<=","27.00<=","28.00<=","29.00<=","30.00<=","31.00<=","equal to or more than","Row"]
[null,"Interval End","12.00","13.00>","14.00>","15.00>","16.00>","17.00>","18.00>","19.00>","20.00>","21.00>","22.00>","23.00>","24.00>","25.00>","26.00>","27.00>","28.00>","29.00>","30.00>","31.00>","32.00>","32.00","Total"]
[null,"January","0.00","0.00","0.00","62.00","270.00","225.00","5.00","0.00","0.00","0.00","0.00","0.00","0.00","0.00","0.00","0.00","0.00","0.00","0.00","0.00","0.00","0.00","562.00"]
[null,"February","0.00","0.00","0.00","0.00","164.50","335.50","12.00","0.00","0.00","0.00","0.00","0.00","0.00","0.00","0.00","0.00","0.00","0.00","0.00","0.00","0.00","0.00","512.00"]
[null,"March","0.00","0.00","0.00","0.00","18.00","207.00","304.00","46.00","0.00","0.00","0.00","0.00","0.00","0.00","0.00","0.00","0.00","0.00","0.00","0.00","0.00","0.00","575.00"]
[null,"April","0.00","0.00","0.00","0.00","0.00","30.00","150.50","148.50","134.00","63.50","15.50","0.00","0.00","0.00","0.00","0.00","0.00","0.00","0.00","0.00","0.00","0.00","542.00"]
[null,"May","0.00","0.00","0.00","0.00","0.00","0.00","0.00","34.00","121.50","130.50","113.50","79.00","53.50","21.00","9.00","0.00","0.00","0.00","0.00","0.00","0.00","0.00","562.00"]
[null,"June","0.00","0.00","0.00","0.00","0.00","0.00","0.00","0.00","9.50","76.50","58.50","39.00","88.50","123.50","104.00","45.50","15.00","0.00","0.00","0.00","0.00","0.00","560.00"]
[null,"July","0.00","0.00","0.00","0.00","0.00","0.00","0.00","0.00","0.00","0.00","0.00","17.50","58.50","84.50","105.50","142.50","107.50","38.00","8.00","0.00","0.00","0.00","562.00"]
[null,"August","0.00","0.00","0.00","0.00","0.00","0.00","0.00","0.00","0.00","0.00","0.00","0.00","14.00","50.50","167.50","189.50","114.00","24.50","6.00","0.00","0.00","0.00","566.00"]
[null,"September","0.00","0.00","0.00","0.00","0.00","0.00","0.00","4.00","82.50","98.50","102.00","130.00","84.00","32.00","15.00","3.00","0.00","0.00","0.00","0.00","0.00","0.00","551.00"]
[null,"October","0.00","0.00","0.00","0.00","0.00","12.50","216.00","159.50","80.50","82.00","11.50","0.00","0.00","0.00","0.00","0.00","0.00","0.00","0.00","0.00","0.00","0.00","562.00"]
[null,"November","0.00","0.00","0.00","0.00","78.00","305.00","141.50","26.50","0.00","0.00","0.00","0.00","0.00","0.00","0.00","0.00","0.00","0.00","0.00","0.00","0.00","0.00","551.00"]
[null,"December","0.00","0.00","0.00","26.50","200.00","326.50","13.00","0.00","0.00","0.00","0.00","0.00","0.00","0.00","0.00","0.00","0.00","0.00","0.00","0.00","0.00","0.00","566.00"]
[null,"12:01 to  1:00 am","0.00","0.00","0.00","2.00","36.00","84.50","51.50","21.00","26.00","27.00","12.50","16.00","18.00","18.00","24.00","18.00","10.50","0.00","0.00","0.00","0.00","0.00","365.00"]
[null," 1:01 to  2:00 am","0.00","0.00","0.00","2.00","38.50","85.50","50.50","19.50","32.00","22.00","11.00","17.00","16.50","20.00","24.00","19.50","7.00","0.00","0.00","0.00","0.00","0.00","365.00"]
[null," 2:01 to  3:00 am","0.00","0.00","0.00","2.00","43.00","84.50","50.00","17.50","32.00","23.50","9.00","17.00","16.50","20.00","26.50","18.50","5.00","0.00","0.00","0.00","0.00","0.00","365.00"]
[null," 3:01 to  4:00 am","0.00","0.00","0.00","2.50","49.50","81.50","49.00","16.50","31.50","23.00","9.50","18.00","15.50","18.50","29.50","16.50","4.00","0.00","0.00","0.00","0.00","0.00","365.00"]
[null," 4:01 to  5:00 am","0.00","0.00","0.00","6.00","49.50","81.00","48.00","17.50","29.00","23.50","10.00","17.50","15.00","21.00","27.50","17.50","2.00","0.00","0.00","0.00","0.00","0.00","365.00"]
[null," 5:01 to  6:00 am","0.00","0.00","0.00","9.00","48.50","85.50","43.00","17.50","28.00","23.50","9.50","18.00","14.50","21.50","28.50","16.00","2.00","0.00","0.00","0.00","0.00","0.00","365.00"]
[null," 6:01 to  7:00 am","0.00","0.00","0.00","11.00","54.00","86.00","36.00","18.00","25.50","22.50","10.50","17.00","15.50","20.50","28.50","16.50","3.50","0.00","0.00","0.00","0.00","0.00","365.00"]
[null," 7:01 to  8:00 am","0.00","0.00","0.00","12.00","56.50","80.50","36.50","16.50","25.50","23.00","12.50","15.00","17.00","19.00","26.00","19.50","5.50","0.00","0.00","0.00","0.00","0.00","365.00"]
[null," 8:01 to  9:00 am","0.00","0.00","0.00","11.50","58.00","67.50","27.00","9.00","10.00","11.00","4.00","7.00","9.00","6.00","10.50","9.00","3.50","0.00","0.00","0.00","0.00","0.00","243.00"]
[null," 9:01 to 10:00 am","0.00","0.00","0.00","4.00","20.50","28.50","18.00","5.00","8.50","6.50","5.50","3.00","2.50","5.50","4.50","12.00","1.00","0.00","0.00","0.00","0.00","0.00","125.00"]
[null,"10:01 to 11:00 am","0.00","0.00","0.00","3.00","8.50","20.50","15.00","7.00","5.00","8.50","7.00","3.00","1.50","7.00","3.00","12.00","3.00","0.00","0.00","0.00","0.00","0.00","104.00"]
[null,"11:01 to 12:00 pm","0.00","0.00","0.00","2.00","6.50","23.00","13.00","7.50","5.00","8.50","8.00","2.50","3.00","4.50","4.00","9.50","6.50","0.50","0.00","0.00","0.00","0.00","104.00"]
[null,"12:01 to  1:00 pm","0.00","0.00","0.00","2.00","5.00","22.50","11.00","10.50","5.00","7.50","8.50","3.50","2.50","2.50","6.50","5.00","11.00","1.00","0.00","0.00","0.00","0.00","104.00"]
[null," 1:01 to  2:00 pm","0.00","0.00","0.00","2.00","5.00","21.50","8.00","18.50","5.50","10.00","13.50","5.00","8.00","4.00","8.50","6.50","13.00","4.00","2.00","0.00","0.00","0.00","135.00"]
[null," 2:01 to  3:00 pm","0.00","0.00","0.00","2.00","9.00","29.50","15.00","20.50","5.00","8.00","15.00","5.50","8.50","4.00","7.00","7.00","13.00","5.00","2.00","0.00","0.00","0.00","156.00"]
[null," 3:01 to  4:00 pm","0.00","0.00","0.00","2.00","9.00","29.50","16.50","19.00","4.50","8.50","14.00","6.00","9.00","4.00","5.00","9.00","13.00","5.00","2.00","0.00","0.00","0.00","156.00"]
[null," 4:01 to  5:00 pm","0.00","0.00","0.00","2.00","9.00","33.00","15.50","16.50","4.00","8.50","15.50","6.00","8.00","6.00","3.50","9.00","12.50","5.00","2.00","0.00","0.00","0.00","156.00"]
[null," 5:01 to  6:00 pm","0.00","0.00","0.00","2.00","10.50","35.00","19.00","28.50","13.50","27.00","21.50","15.50","14.50","13.50","18.50","17.00","24.00","14.00","4.00","0.00","0.00","0.00","278.00"]
[null," 6:01 to  7:00 pm","0.00","0.00","0.00","2.00","35.00","72.00","49.00","26.50","17.50","28.50","19.00","12.50","16.00","13.00","18.50","22.00","20.50","11.50","1.50","0.00","0.00","0.00","365.00"]
[null," 7:01 to  8:00 pm","0.00","0.00","0.00","2.00","34.00","76.50","52.00","23.50","21.00","24.00","20.00","12.00","17.50","12.50","18.00","26.00","19.50","6.00","0.50","0.00","0.00","0.00","365.00"]
[null," 8:01 to  9:00 pm","0.00","0.00","0.00","2.00","35.00","76.50","54.00","22.00","22.00","24.00","20.50","11.50","16.00","17.00","17.00","26.00","17.50","4.00","0.00","0.00","0.00","0.00","365.00"]
[null," 9:01 to 10:00 pm","0.00","0.00","0.00","1.00","36.00","78.50","54.50","20.00","22.50","27.50","17.50","12.00","16.00","17.00","18.00","28.00","13.00","3.50","0.00","0.00","0.00","0.00","365.00"]
[null,"10:01 to 11:00 pm","0.00","0.00","0.00","1.00","37.50","77.50","56.00","20.50","23.00","27.50","15.00","12.00","18.50","16.00","22.50","22.50","13.50","2.00","0.00","0.00","0.00","0.00","365.00"]
[null,"11:01 to 12:00 am","0.00","0.00","0.00","1.50","36.50","81.00","54.00","20.00","26.50","27.50","12.00","13.00","19.50","20.50","21.50","18.00","12.50","1.00","0.00","0.00","0.00","0.00","365.00"]
[null,"Total","0.00","0.00","0.00","88.50","730.50","1441.50","842.00","418.50","428.00","451.00","301.00","265.50","298.50","311.50","401.00","380.50","236.50","62.50","14.00","0.00","0.00","0.00","6671.00"]
[]
[]
["Statistics"]
[]
[null,null,"Statistic"]
[null,"Minimum","14.30"]
[null,"Mean minus two standard deviations","12.14"]
[null,"Mean","19.88"]
[null,"Mean plus two standard deviations","27.61"]
[null,"Maximum","29.54"]
[null,"Standard deviation","3.87"]
[]
[]
["----------------------------------------------------------------------------------------------------"]
["REPORT:","ZONE MEAN AIR TEMPERATURE [C] [RT2012 BATIMENT à USAGE D'HABITATION - LOGEMENT COLLECTIF - OCCUPATION]"]
["FOR:","2EETAGE:ESCALIERE"]
["Values in table are in hours."]
[]
["Time Bin Results"]
[]
[null,null,"- [hr]","1 [hr]","2 [hr]","3 [hr]","4 [hr]","5 [hr]","6 [hr]","7 [hr]","8 [hr]","9 [hr]","10 [hr]","11 [hr]","12 [hr]","13 [hr]","14 [hr]","15 [hr]","16 [hr]","17 [hr]","18 [hr]","19 [hr]","20 [hr]","- [hr]","- [hr]"]
[null,"Interval Start","less than","12.00<=","13.00<=","14.00<=","15.00<=","16.00<=","17.00<=","18.00<=","19.00<=","20.00<=","21.00<=","22.00<=","23.00<=","24.00<=","25.00<=","26.00<=","27.00<=","28.00<=","29.00<=","30.00<=","31.00<=","equal to or more than","Row"]
[null,"Interval End","12.00","13.00>","14.00>","15.00>","16.00>","17.00>","18.00>","19.00>","20.00>","21.00>","22.00>","23.00>","24.00>","25.00>","26.00>","27.00>","28.00>","29.00>","30.00>","31.00>","32.00>","32.00","Total"]
[null,"January","0.00","0.00","0.00","0.00","90.00","369.00","103.00","0.00","0.00","0.00","0.00","0.00","0.00","0.00","0.00","0.00","0.00","0.00","0.00","0.00","0.00","0.00","562.00"]
[null,"February","0.00","0.00","0.00","0.00","11.50","480.50","20.00","0.00","0.00","0.00","0.00","0.00","0.00","0.00","0.00","0.00","0.00","0.00","0.00","0.00","0.00","0.00","512.00"]
[null,"March","0.00","0.00","0.00","0.00","0.00","243.00","332.00","0.00","0.00","0.00","0.00","0.00","0.00","0.00","0.00","0.00","0.00","0.00","0.00","0.00","0.00","0.00","575.00"]
[null,"April","0.00","0.00","0.00","0.00","0.00","44.00","239.00","205.50","53.50","0.00","0.00","0.00","0.00","0.00","0.00","0.00","0.00","0.00","0.00","0.00","0.00","0.00","542.00"]
[null,"May","0.00","0.00","0.00","0.00","0.00","0.00","10.00","139.00","181.50","97.50","89.50","44.50","0.00","0.00","0.00","0.00","0.00","0.00","0.00","0.00","0.00","0.00","562.00"]
[null,"June","0.00","0.00","0.00","0.00","0.00","0.00","0.00","0.00","95.50","86.50","14.00","107.50","195.00","61.50","0.00","0.00","0.00","0.00","0.00","0.00","0.00","0.00","560.00"]
[null,"July","0.00","0.00","0.00","0.00","0.00","0.00","0.00","0.00","0.00","0.00","1.50","88.00","78.00","176.50","188.50","29.50","0.00","0.00","0.00","0.00","0.00","0.00","562.00"]
[null,"August","0.00","0.00","0.00","0.00","0.00","0.00","0.00","0.00","0.00","0.00","0.00","0.00","60.00","192.00","251.50","62.50","0.00","0.00","0.00","0.00","0.00","0.00","566.00"]
[null,"September","0.00","0.00","0.00","0.00","0.00","0.00","0.00","18.00","113.00","135.00","87.50","125.50","50.00","22.00","0.00","0.00","0.00","0.00","0.00","0.00","0.00","0.00","551.00"]
[null,"October","0.00","0.00","0.00","0.00","0.00","1.00","252.00","169.50","104.00","35.50","0.00","0.00","0.00","0.00","0.00","0.00","0.00","0.00","0.00","0.00","0.00","0.00","562.00"]
[null,"November","0.00","0.00","0.00","0.00","0.00","306.50","244.50","0.00","0.00","0.00","0.00","0.00","0.00","0.00","0.00","0.00","0.00","0.00","0.00","0.00","0.00","0.00","551.00"]
[null,"December","0.00","0.00","0.00","0.00","74.00","438.00","54.00","0.00","0.00","0.00","0.00","0.00","0.00","0.00","0.00","0.00","0.00","0.00","0.00","0.00","0.00","0.00","566.00"]
[null,"12:01 to  1:00 am","0.00","0.00","0.00","0.00","4.00","96.50","81.00","29.50","29.00","19.00","12.00","19.50","22.50","24.50","23.00","4.50","0.00","0.00","0.00","0.00","0.00","0.00","365.00"]
[null," 1:01 to  2:00 am","0.00","0.00","0.00","0.00","6.00","101.50","75.00","29.50","28.00","19.00","12.00","21.00","21.50","26.50","21.00","4.00","0.00","0.00","0.00","0.00","0.00","0.00","365.00"]
[null," 2:01 to  3:00 am","0.00","0.00","0.00","0.00","8.50","106.00","69.00","30.50","27.00","18.50","11.50","20.50","22.50","30.50","17.50","3.00","0.00","0.00","0.00","0.00","0.00","0.00","365.00"]
[null," 3:01 to  4:00 am","0.00","0.00","0.00","0.00","11.50","107.50","67.50","29.00","27.50","18.50","9.50","20.00","23.50","31.00","16.50","3.00","0.00","0.00","0.00","0.00","0.00","0.00","365.00"]
[null," 4:01 to  5:00 am","0.00","0.00","0.00","0.00","12.00","114.00","63.00","28.50","27.00","17.50","9.50","20.50","23.50","30.00","17.50","2.00","0.00","0.00","0.00","0.00","0.00","0.00","365.00"]
[null," 5:01 to  6:00 am","0.00","0.00","0.00","0.00","13.00","118.50","59.00","30.50","24.00","17.00","10.00","20.00","25.00","29.50","17.50","1.00","0.00","0.00","0.00","0.00","0.00","0.00","365.00"]
[null," 6:01 to  7:00 am","0.00","0.00","0.00","0.00","15.00","121.50","56.50","30.00","22.00","16.50","9.50","21.00","24.00","30.00","18.00","1.00","0.00","0.00","0.00","0.00","0.00","0.00","365.00"]
[null," 7:01 to  8:00 am","0.00","0.00","0.00","0.00","19.00","118.50","54.00","30.50","23.00","15.50","11.00","20.50","23.50","30.50","16.50","2.50","0.00","0.00","0.00","0.00","0.00","0.00","365.00"]
[null," 8:01 to  9:00 am","0.00","0.00","0.00","0.00","18.50","114.00","36.50","12.00","11.50","6.50","5.00","8.00","9.00","14.00","8.00","0.00","0.00","0.00","0.00","0.00","0.00","0.00","243.00"]
[null," 9:01 to 10:00 am","0.00","0.00","0.00","0.00","7.00","47.00","19.50","9.00","8.50","6.00","2.00","5.00","6.00","11.50","3.50","0.00","0.00","0.00","0.00","0.00","0.00","0.00","125.00"]
[null,"10:01 to 11:00 am","0.00","0.00","0.00","0.00","5.50","28.50","17.00","9.00","10.00","6.00","1.00","6.00","5.00","10.50","4.50","1.00","0.00","0.00","0.00","0.00","0.00","0.00","104.00"]
[null,"11:01 to 12:00 pm","0.00","0.00","0.00","0.00","5.00","28.00","18.00","8.50","9.50","7.00","1.00","6.00","5.00","7.50","7.50","1.00","0.00","0.00","0.00","0.00","0.00","0.00","104.00"]
[null,"12:01 to  1:00 pm","0.00","0.00","0.00","0.00","4.50","26.50","18.50","8.00","11.50","7.00","1.00","5.00","6.00","6.50","8.50","1.00","0.00","0.00","0.00","0.00","0.00","0.00","104.00"]
[null," 1:01 to  2:00 pm","0.00","0.00","0.00","0.00","4.00","28.00","20.50","13.50","14.50","9.50","3.50","9.50","7.50","8.50","13.00","3.00","0.00","0.00","0.00","0.00","0.00","0.00","135.00"]
[null," 2:01 to  3:00 pm","0.00","0.00","0.00","0.00","2.50","41.00","29.50","12.50","14.50","10.00","5.00","8.00","8.00","8.50","12.50","4.00","0.00","0.00","0.00","0.00","0.00","0.00","156.00"]
[null," 3:01 to  4:00 pm","0.00","0.00","0.00","0.00","2.00","42.00","28.50","11.50","17.00","9.00","4.50","8.50","8.00","8.00","13.00","4.00","0.00","0.00","0.00","0.00","0.00","0.00","156.00"]
[null," 4:01 to  5:00 pm","0.00","0.00","0.00","0.00","2.00","41.00","29.50","11.00","17.50","9.00","3.50","9.50","7.50","8.50","13.50","3.50","0.00","0.00","0.00","0.00","0.00","0.00","156.00"]
[null," 5:01 to  6:00 pm","0.00","0.00","0.00","0.00","3.00","40.50","43.00","27.00","33.50","23.00","10.00","21.00","16.50","18.50","32.00","10.00","0.00","0.00","0.00","0.00","0.00","0.00","278.00"]
[null," 6:01 to  7:00 pm","0.00","0.00","0.00","0.00","6.00","90.50","78.00","27.50","33.50","21.50","10.50","20.50","17.00","19.00","31.00","10.00","0.00","0.00","0.00","0.00","0.00","0.00","365.00"]
[null," 7:01 to  8:00 pm","0.00","0.00","0.00","0.00","6.00","92.00","78.00","27.50","34.00","19.50","12.00","19.00","19.00","18.00","31.50","8.50","0.00","0.00","0.00","0.00","0.00","0.00","365.00"]
[null," 8:01 to  9:00 pm","0.00","0.00","0.00","0.00","6.00","93.50","77.50","28.00","32.50","20.00","12.50","19.00","19.00","19.00","30.00","8.00","0.00","0.00","0.00","0.00","0.00","0.00","365.00"]
[null," 9:01 to 10:00 pm","0.00","0.00","0.00","0.00","5.50","94.50","78.00","29.00","31.00","20.00","12.00","19.00","20.50","19.50","29.00","7.00","0.00","0.00","0.00","0.00","0.00","0.00","365.00"]
[null,"10:01 to 11:00 pm","0.00","0.00","0.00","0.00","5.00","94.50","79.00","30.00","30.50","19.50","12.00","19.50","21.00","20.50","28.50","5.00","0.00","0.00","0.00","0.00","0.00","0.00","365.00"]
[null,"11:01 to 12:00 am","0.00","0.00","0.00","0.00","4.00","96.50","78.50","30.00","30.50","19.50","12.00","19.00","22.00","21.50","26.50","5.00","0.00","0.00","0.00","0.00","0.00","0.00","365.00"]
[null,"Total","0.00","0.00","0.00","0.00","175.50","1882.00","1254.50","532.00","547.50","354.50","192.50","365.50","383.00","452.00","440.00","92.00","0.00","0.00","0.00","0.00","0.00","0.00","6671.00"]
[]
[]
["Statistics"]
[]
[null,null,"Statistic"]
[null,"Minimum","15.42"]
[null,"Mean minus two standard deviations","13.09"]
[null,"Mean","19.42"]
[null,"Mean plus two standard deviations","25.76"]
[null,"Maximum","26.85"]
[null,"Standard deviation","3.17"]
[]
[]
["----------------------------------------------------------------------------------------------------"]
["REPORT:","ZONE MEAN RADIANT TEMPERATURE [C] [RT2012 BATIMENT à USAGE D'HABITATION - LOGEMENT COLLECTIF - OCCUPATION]"]
["FOR:","2EETAGE:ESCALIERE"]
["Values in table are in hours."]
[]
["Time Bin Results"]
[]
[null,null,"- [hr]","1 [hr]","2 [hr]","3 [hr]","4 [hr]","5 [hr]","6 [hr]","7 [hr]","8 [hr]","9 [hr]","10 [hr]","11 [hr]","12 [hr]","13 [hr]","14 [hr]","15 [hr]","16 [hr]","17 [hr]","18 [hr]","19 [hr]","20 [hr]","- [hr]","- [hr]"]
[null,"Interval Start","less than","12.00<=","13.00<=","14.00<=","15.00<=","16.00<=","17.00<=","18.00<=","19.00<=","20.00<=","21.00<=","22.00<=","23.00<=","24.00<=","25.00<=","26.00<=","27.00<=","28.00<=","29.00<=","30.00<=","31.00<=","equal to or more than","Row"]
[null,"Interval End","12.00","13.00>","14.00>","15.00>","16.00>","17.00>","18.00>","19.00>","20.00>","21.00>","22.00>","23.00>","24.00>","25.00>","26.00>","27.00>","28.00>","29.00>","30.00>","31.00>","32.00>","32.00","Total"]
[null,"January","0.00","0.00","0.00","0.00","0.00","148.00","414.00","0.00","0.00","0.00","0.00","0.00","0.00","0.00","0.00","0.00","0.00","0.00","0.00","0.00","0.00","0.00","562.00"]
[null,"February","0.00","0.00","0.00","0.00","0.00","25.50","486.50","0.00","0.00","0.00","0.00","0.00","0.00","0.00","0.00","0.00","0.00","0.00","0.00","0.00","0.00","0.00","512.00"]
[null,"March","0.00","0.00","0.00","0.00","0.00","3.50","479.00","92.50","0.00","0.00","0.00","0.00","0.00","0.00","0.00","0.00","0.00","0.00","0.00","0.00","0.00","0.00","575.00"]
[null,"April","0.00","0.00","0.00","0.00","0.00","0.00","152.00","218.00","172.00","0.00","0.00","0.00","0.00","0.00","0.00","0.00","0.00","0.00","0.00","0.00","0.00","0.00","542.00"]
[null,"May","0.00","0.00","0.00","0.00","0.00","0.00","0.00","62.00","197.00","117.00","99.50","73.00","13.50","0.00","0.00","0.00","0.00","0.00","0.00","0.00","0.00","0.00","562.00"]
[null,"June","0.00","0.00","0.00","0.00","0.00","0.00","0.00","0.00","30.00","142.00","13.50","52.50","161.00","158.00","3.00","0.00","0.00","0.00","0.00","0.00","0.00","0.00","560.00"]
[null,"July","0.00","0.00","0.00","0.00","0.00","0.00","0.00","0.00","0.00","0.00","0.00","51.00","75.50","108.50","231.00","96.00","0.00","0.00","0.00","0.00","0.00","0.00","562.00"]
[null,"August","0.00","0.00","0.00","0.00","0.00","0.00","0.00","0.00","0.00","0.00","0.00","0.00","20.00","65.00","357.50","114.50","9.00","0.00","0.00","0.00","0.00","0.00","566.00"]
[null,"September","0.00","0.00","0.00","0.00","0.00","0.00","0.00","0.00","100.50","104.50","105.00","149.00","46.50","45.50","0.00","0.00","0.00","0.00","0.00","0.00","0.00","0.00","551.00"]
[null,"October","0.00","0.00","0.00","0.00","0.00","0.00","35.00","333.50","102.00","91.50","0.00","0.00","0.00","0.00","0.00","0.00","0.00","0.00","0.00","0.00","0.00","0.00","562.00"]
[null,"November","0.00","0.00","0.00","0.00","0.00","2.00","444.50","104.50","0.00","0.00","0.00","0.00","0.00","0.00","0.00","0.00","0.00","0.00","0.00","0.00","0.00","0.00","551.00"]
[null,"December","0.00","0.00","0.00","0.00","0.00","95.50","470.50","0.00","0.00","0.00","0.00","0.00","0.00","0.00","0.00","0.00","0.00","0.00","0.00","0.00","0.00","0.00","566.00"]
[null,"12:01 to  1:00 am","0.00","0.00","0.00","0.00","0.00","6.50","136.00","50.50","33.50","23.50","13.50","17.50","16.00","22.00","32.50","12.50","1.00","0.00","0.00","0.00","0.00","0.00","365.00"]
[null," 1:01 to  2:00 am","0.00","0.00","0.00","0.00","0.00","8.50","137.00","48.00","33.50","23.00","14.00","18.00","16.50","22.00","31.50","12.00","1.00","0.00","0.00","0.00","0.00","0.00","365.00"]
[null," 2:01 to  3:00 am","0.00","0.00","0.00","0.00","0.00","10.50","137.50","46.50","33.00","23.50","13.50","17.50","19.00","20.00","32.00","12.00","0.00","0.00","0.00","0.00","0.00","0.00","365.00"]
[null," 3:01 to  4:00 am","0.00","0.00","0.00","0.00","0.00","12.00","140.00","43.00","33.00","23.00","14.00","19.00","18.50","19.50","31.50","11.50","0.00","0.00","0.00","0.00","0.00","0.00","365.00"]
[null," 4:01 to  5:00 am","0.00","0.00","0.00","0.00","0.00","12.50","146.50","37.00","32.00","24.00","14.00","18.00","19.50","19.50","32.00","10.00","0.00","0.00","0.00","0.00","0.00","0.00","365.00"]
[null," 5:01 to  6:00 am","0.00","0.00","0.00","0.00","0.00","22.00","137.50","38.00","31.50","23.50","13.50","18.00","21.00","19.00","31.50","9.50","0.00","0.00","0.00","0.00","0.00","0.00","365.00"]
[null," 6:01 to  7:00 am","0.00","0.00","0.00","0.00","0.00","26.50","136.00","36.00","32.00","23.00","12.50","19.50","19.50","19.00","32.00","9.00","0.00","0.00","0.00","0.00","0.00","0.00","365.00"]
[null," 7:01 to  8:00 am","0.00","0.00","0.00","0.00","0.00","30.00","133.00","35.50","31.50","25.00","11.50","19.50","19.00","19.00","32.00","9.00","0.00","0.00","0.00","0.00","0.00","0.00","365.00"]
[null," 8:01 to  9:00 am","0.00","0.00","0.00","0.00","0.00","30.00","123.50","19.50","13.00","12.00","3.00","8.00","8.50","8.50","12.00","5.00","0.00","0.00","0.00","0.00","0.00","0.00","243.00"]
[null," 9:01 to 10:00 am","0.00","0.00","0.00","0.00","0.00","11.00","54.00","12.00","12.00","8.00","1.00","5.00","4.00","6.50","8.50","3.00","0.00","0.00","0.00","0.00","0.00","0.00","125.00"]
[null,"10:01 to 11:00 am","0.00","0.00","0.00","0.00","0.00","7.00","38.00","11.00","12.00","8.00","1.00","5.00","4.00","6.00","9.00","3.00","0.00","0.00","0.00","0.00","0.00","0.00","104.00"]
[null,"11:01 to 12:00 pm","0.00","0.00","0.00","0.00","0.00","7.00","38.00","11.00","12.00","6.50","2.50","5.00","4.00","5.50","9.50","3.00","0.00","0.00","0.00","0.00","0.00","0.00","104.00"]
[null,"12:01 to  1:00 pm","0.00","0.00","0.00","0.00","0.00","6.00","39.00","11.00","12.00","6.00","3.00","5.00","3.50","5.50","10.00","3.00","0.00","0.00","0.00","0.00","0.00","0.00","104.00"]
[null," 1:01 to  2:00 pm","0.00","0.00","0.00","0.00","0.00","5.00","40.50","18.50","14.00","10.00","4.00","8.00","7.00","8.00","15.00","5.00","0.00","0.00","0.00","0.00","0.00","0.00","135.00"]
[null," 2:01 to  3:00 pm","0.00","0.00","0.00","0.00","0.00","6.50","58.50","19.00","15.00","10.00","4.00","8.00","6.00","9.00","14.00","6.00","0.00","0.00","0.00","0.00","0.00","0.00","156.00"]
[null," 3:01 to  4:00 pm","0.00","0.00","0.00","0.00","0.00","6.00","58.50","19.50","14.50","10.50","4.00","8.00","6.00","9.00","14.00","6.00","0.00","0.00","0.00","0.00","0.00","0.00","156.00"]
[null," 4:01 to  5:00 pm","0.00","0.00","0.00","0.00","0.00","6.00","58.00","19.50","13.50","12.00","3.00","9.00","6.00","8.50","14.50","6.00","0.00","0.00","0.00","0.00","0.00","0.00","156.00"]
[null," 5:01 to  6:00 pm","0.00","0.00","0.00","0.00","0.00","5.00","64.00","37.00","33.00","27.00","12.00","16.00","17.00","21.00","32.00","13.00","1.00","0.00","0.00","0.00","0.00","0.00","278.00"]
[null," 6:01 to  7:00 pm","0.00","0.00","0.00","0.00","0.00","11.00","134.00","49.00","31.00","28.00","11.50","16.50","18.00","20.00","33.00","12.00","1.00","0.00","0.00","0.00","0.00","0.00","365.00"]
[null," 7:01 to  8:00 pm","0.00","0.00","0.00","0.00","0.00","10.50","134.00","48.50","32.00","28.00","10.50","17.50","16.50","21.50","33.00","12.00","1.00","0.00","0.00","0.00","0.00","0.00","365.00"]
[null," 8:01 to  9:00 pm","0.00","0.00","0.00","0.00","0.00","9.50","134.50","50.00","31.00","26.00","12.00","18.00","16.00","22.00","33.00","12.00","1.00","0.00","0.00","0.00","0.00","0.00","365.00"]
[null," 9:01 to 10:00 pm","0.00","0.00","0.00","0.00","0.00","9.00","135.00","49.50","31.50","25.50","13.50","16.00","17.00","22.00","33.00","12.00","1.00","0.00","0.00","0.00","0.00","0.00","365.00"]
[null,"10:01 to 11:00 pm","0.00","0.00","0.00","0.00","0.00","9.00","134.00","50.00","32.00","25.00","13.50","16.50","17.00","22.00","33.00","12.00","1.00","0.00","0.00","0.00","0.00","0.00","365.00"]
[null,"11:01 to 12:00 am","0.00","0.00","0.00","0.00","0.00","7.50","134.50","51.00","33.00","24.00","13.00","17.00","17.00","22.00","33.00","12.00","1.00","0.00","0.00","0.00","0.00","0.00","365.00"]
[null,"Total","0.00","0.00","0.00","0.00","0.00","274.50","2481.50","810.50","601.50","455.00","218.00","325.50","316.50","377.00","591.50","210.50","9.00","0.00","0.00","0.00","0.00","0.00","6671.00"]
[]
[]
["Statistics"]
[]
[null,null,"Statistic"]
[null,"Minimum","16.52"]
[null,"Mean minus two standard deviations","13.91"]
[null,"Mean","20.01"]
[null,"Mean plus two standard deviations","26.11"]
[null,"Maximum","27.10"]
[null,"Standard deviation","3.05"]
[]
[]
["----------------------------------------------------------------------------------------------------"]
["REPORT:","ZONE OPERATIVE TEMPERATURE [C] [RT2012 BATIMENT à USAGE D'HABITATION - LOGEMENT COLLECTIF - OCCUPATION]"]
["FOR:","2EETAGE:ESCALIERE"]
["Values in table are in hours."]
[]
["Time Bin Results"]
[]
[null,null,"- [hr]","1 [hr]","2 [hr]","3 [hr]","4 [hr]","5 [hr]","6 [hr]","7 [hr]","8 [hr]","9 [hr]","10 [hr]","11 [hr]","12 [hr]","13 [hr]","14 [hr]","15 [hr]","16 [hr]","17 [hr]","18 [hr]","19 [hr]","20 [hr]","- [hr]","- [hr]"]
[null,"Interval Start","less than","12.00<=","13.00<=","14.00<=","15.00<=","16.00<=","17.00<=","18.00<=","19.00<=","20.00<=","21.00<=","22.00<=","23.00<=","24.00<=","25.00<=","26.00<=","27.00<=","28.00<=","29.00<=","30.00<=","31.00<=","equal to or more than","Row"]
[null,"Interval End","12.00","13.00>","14.00>","15.00>","16.00>","17.00>","18.00>","19.00>","20.00>","21.00>","22.00>","23.00>","24.00>","25.00>","26.00>","27.00>","28.00>","29.00>","30.00>","31.00>","32.00>","32.00","Total"]
[null,"January","0.00","0.00","0.00","0.00","2.50","356.50","203.00","0.00","0.00","0.00","0.00","0.00","0.00","0.00","0.00","0.00","0.00","0.00","0.00","0.00","0.00","0.00","562.00"]
[null,"February","0.00","0.00","0.00","0.00","0.00","302.50","209.50","0.00","0.00","0.00","0.00","0.00","0.00","0.00","0.00","0.00","0.00","0.00","0.00","0.00","0.00","0.00","512.00"]
[null,"March","0.00","0.00","0.00","0.00","0.00","67.50","507.50","0.00","0.00","0.00","0.00","0.00","0.00","0.00","0.00","0.00","0.00","0.00","0.00","0.00","0.00","0.00","575.00"]
[null,"April","0.00","0.00","0.00","0.00","0.00","0.00","226.50","194.00","121.50","0.00","0.00","0.00","0.00","0.00","0.00","0.00","0.00","0.00","0.00","0.00","0.00","0.00","542.00"]
[null,"May","0.00","0.00","0.00","0.00","0.00","0.00","0.00","85.00","223.00","95.50","103.50","52.00","3.00","0.00","0.00","0.00","0.00","0.00","0.00","0.00","0.00","0.00","562.00"]
[null,"June","0.00","0.00","0.00","0.00","0.00","0.00","0.00","0.00","59.00","113.50","12.00","90.00","201.00","84.50","0.00","0.00","0.00","0.00","0.00","0.00","0.00","0.00","560.00"]
[null,"July","0.00","0.00","0.00","0.00","0.00","0.00","0.00","0.00","0.00","0.00","0.00","69.00","70.00","139.00","224.00","60.00","0.00","0.00","0.00","0.00","0.00","0.00","562.00"]
[null,"August","0.00","0.00","0.00","0.00","0.00","0.00","0.00","0.00","0.00","0.00","0.00","0.00","50.50","91.00","326.50","98.00","0.00","0.00","0.00","0.00","0.00","0.00","566.00"]
[null,"September","0.00","0.00","0.00","0.00","0.00","0.00","0.00","3.00","115.00","126.00","89.50","138.50","42.50","36.50","0.00","0.00","0.00","0.00","0.00","0.00","0.00","0.00","551.00"]
[null,"October","0.00","0.00","0.00","0.00","0.00","0.00","135.50","263.00","112.00","51.50","0.00","0.00","0.00","0.00","0.00","0.00","0.00","0.00","0.00","0.00","0.00","0.00","562.00"]
[null,"November","0.00","0.00","0.00","0.00","0.00","154.50","354.50","42.00","0.00","0.00","0.00","0.00","0.00","0.00","0.00","0.00","0.00","0.00","0.00","0.00","0.00","0.00","551.00"]
[null,"December","0.00","0.00","0.00","0.00","0.00","294.00","272.00","0.00","0.00","0.00","0.00","0.00","0.00","0.00","0.00","0.00","0.00","0.00","0.00","0.00","0.00","0.00","566.00"]
[null,"12:01 to  1:00 am","0.00","0.00","0.00","0.00","0.00","48.00","119.50","32.50","35.00","21.00","11.50","20.50","20.00","18.50","29.50","9.00","0.00","0.00","0.00","0.00","0.00","0.00","365.00"]
[null," 1:01 to  2:00 am","0.00","0.00","0.00","0.00","0.00","52.50","116.00","34.00","33.50","21.00","11.00","20.00","19.50","19.50","29.50","8.50","0.00","0.00","0.00","0.00","0.00","0.00","365.00"]
[null," 2:01 to  3:00 am","0.00","0.00","0.00","0.00","0.00","58.50","112.00","33.50","33.00","20.00","11.00","20.00","20.00","21.50","27.50","8.00","0.00","0.00","0.00","0.00","0.00","0.00","365.00"]
[null," 3:01 to  4:00 am","0.00","0.00","0.00","0.00","0.00","63.00","109.00","32.00","33.00","20.00","11.00","20.00","21.00","21.00","27.50","7.50","0.00","0.00","0.00","0.00","0.00","0.00","365.00"]
[null," 4:01 to  5:00 am","0.00","0.00","0.00","0.00","0.00","68.50","107.50","29.00","33.50","19.00","11.50","19.50","20.50","22.50","27.50","6.00","0.00","0.00","0.00","0.00","0.00","0.00","365.00"]
[null," 5:01 to  6:00 am","0.00","0.00","0.00","0.00","0.00","78.50","98.50","31.00","31.00","18.50","12.50","19.50","21.50","22.00","27.00","5.00","0.00","0.00","0.00","0.00","0.00","0.00","365.00"]
[null," 6:01 to  7:00 am","0.00","0.00","0.00","0.00","0.00","85.00","92.00","31.00","31.00","19.00","12.00","19.00","21.50","22.50","27.00","5.00","0.00","0.00","0.00","0.00","0.00","0.00","365.00"]
[null," 7:01 to  8:00 am","0.00","0.00","0.00","0.00","1.00","87.00","89.00","30.50","31.00","18.50","13.00","19.00","21.00","22.00","27.00","6.00","0.00","0.00","0.00","0.00","0.00","0.00","365.00"]
[null," 8:01 to  9:00 am","0.00","0.00","0.00","0.00","1.00","91.00","68.00","15.00","14.00","10.00","3.50","7.50","9.00","10.00","11.00","3.00","0.00","0.00","0.00","0.00","0.00","0.00","243.00"]
[null," 9:01 to 10:00 am","0.00","0.00","0.00","0.00","0.50","38.50","30.00","10.00","11.00","7.00","1.00","6.00","5.00","7.00","7.00","2.00","0.00","0.00","0.00","0.00","0.00","0.00","125.00"]
[null,"10:01 to 11:00 am","0.00","0.00","0.00","0.00","0.00","28.00","19.50","10.00","11.50","7.00","1.00","5.50","5.50","6.00","8.00","2.00","0.00","0.00","0.00","0.00","0.00","0.00","104.00"]
[null,"11:01 to 12:00 pm","0.00","0.00","0.00","0.00","0.00","23.00","24.00","9.00","13.00","7.00","1.00","5.00","6.00","6.00","8.00","2.00","0.00","0.00","0.00","0.00","0.00","0.00","104.00"]
[null,"12:01 to  1:00 pm","0.00","0.00","0.00","0.00","0.00","21.00","26.00","9.00","12.50","7.00","1.50","5.00","6.00","4.00","10.00","2.00","0.00","0.00","0.00","0.00","0.00","0.00","104.00"]
[null," 1:01 to  2:00 pm","0.00","0.00","0.00","0.00","0.00","18.00","31.50","14.50","16.00","9.00","4.00","7.50","10.00","5.50","15.00","4.00","0.00","0.00","0.00","0.00","0.00","0.00","135.00"]
[null," 2:01 to  3:00 pm","0.00","0.00","0.00","0.00","0.00","25.00","44.50","15.50","16.00","9.00","4.00","7.00","10.00","5.00","15.00","5.00","0.00","0.00","0.00","0.00","0.00","0.00","156.00"]
[null," 3:01 to  4:00 pm","0.00","0.00","0.00","0.00","0.00","23.50","45.50","15.50","15.50","10.00","4.00","7.00","8.50","6.50","15.00","5.00","0.00","0.00","0.00","0.00","0.00","0.00","156.00"]
[null," 4:01 to  5:00 pm","0.00","0.00","0.00","0.00","0.00","22.00","47.00","14.50","16.50","10.00","3.00","8.00","8.50","6.50","15.00","5.00","0.00","0.00","0.00","0.00","0.00","0.00","156.00"]
[null," 5:01 to  6:00 pm","0.00","0.00","0.00","0.00","0.00","22.00","56.50","30.50","35.50","22.50","12.50","17.00","18.50","17.00","34.00","12.00","0.00","0.00","0.00","0.00","0.00","0.00","278.00"]
[null," 6:01 to  7:00 pm","0.00","0.00","0.00","0.00","0.00","56.00","108.50","31.50","35.00","23.00","12.00","18.00","18.50","18.00","32.50","12.00","0.00","0.00","0.00","0.00","0.00","0.00","365.00"]
[null," 7:01 to  8:00 pm","0.00","0.00","0.00","0.00","0.00","54.00","111.50","31.00","34.50","22.00","13.00","18.00","20.00","17.00","33.50","10.50","0.00","0.00","0.00","0.00","0.00","0.00","365.00"]
[null," 8:01 to  9:00 pm","0.00","0.00","0.00","0.00","0.00","55.00","111.00","31.00","34.50","22.00","13.00","19.00","19.50","18.00","32.00","10.00","0.00","0.00","0.00","0.00","0.00","0.00","365.00"]
[null," 9:01 to 10:00 pm","0.00","0.00","0.00","0.00","0.00","53.50","112.50","32.50","33.50","21.50","13.50","20.00","18.00","19.00","31.00","10.00","0.00","0.00","0.00","0.00","0.00","0.00","365.00"]
[null,"10:01 to 11:00 pm","0.00","0.00","0.00","0.00","0.00","52.00","114.00","32.00","34.50","21.50","13.00","20.50","19.50","18.00","30.50","9.50","0.00","0.00","0.00","0.00","0.00","0.00","365.00"]
[null,"11:01 to 12:00 am","0.00","0.00","0.00","0.00","0.00","51.50","115.00","32.00","36.00","21.00","11.50","21.00","19.50","18.00","30.50","9.00","0.00","0.00","0.00","0.00","0.00","0.00","365.00"]
[null,"Total","0.00","0.00","0.00","0.00","2.50","1175.00","1908.50","587.00","630.50","386.50","205.00","349.50","367.00","351.00","550.50","158.00","0.00","0.00","0.00","0.00","0.00","0.00","6671.00"]
[]
[]
["Statistics"]
[]
[null,null,"Statistic"]
[null,"Minimum","15.97"]
[null,"Mean minus two standard deviations","13.50"]
[null,"Mean","19.72"]
[null,"Mean plus two standard deviations","25.93"]
[null,"Maximum","26.96"]
[null,"Standard deviation","3.11"]
[]
[]
["----------------------------------------------------------------------------------------------------"]
["REPORT:","ZONE MEAN AIR TEMPERATURE [C] [RT2012 BATIMENT à USAGE D'HABITATION - LOGEMENT COLLECTIF - OCCUPATION]"]
["FOR:","3EVERANDA:VERANDA"]
["Values in table are in hours."]
[]
["Time Bin Results"]
[]
[null,null,"- [hr]","1 [hr]","2 [hr]","3 [hr]","4 [hr]","5 [hr]","6 [hr]","7 [hr]","8 [hr]","9 [hr]","10 [hr]","11 [hr]","12 [hr]","13 [hr]","14 [hr]","15 [hr]","16 [hr]","17 [hr]","18 [hr]","19 [hr]","20 [hr]","- [hr]","- [hr]"]
[null,"Interval Start","less than","12.00<=","13.00<=","14.00<=","15.00<=","16.00<=","17.00<=","18.00<=","19.00<=","20.00<=","21.00<=","22.00<=","23.00<=","24.00<=","25.00<=","26.00<=","27.00<=","28.00<=","29.00<=","30.00<=","31.00<=","equal to or more than","Row"]
[null,"Interval End","12.00","13.00>","14.00>","15.00>","16.00>","17.00>","18.00>","19.00>","20.00>","21.00>","22.00>","23.00>","24.00>","25.00>","26.00>","27.00>","28.00>","29.00>","30.00>","31.00>","32.00>","32.00","Total"]
[null,"January","488.00","29.50","17.50","10.50","4.00","3.00","2.00","1.00","1.00","0.00","1.00","0.50","2.00","0.50","1.50","0.00","0.00","0.00","0.00","0.00","0.00","0.00","562.00"]
[null,"February","403.50","40.00","20.50","7.50","7.00","5.50","4.50","1.50","3.00","3.50","2.50","3.50","1.50","4.00","1.00","1.00","2.00","0.00","0.00","0.00","0.00","0.00","512.00"]
[null,"March","274.00","54.50","63.00","44.50","32.50","22.00","17.50","13.00","9.00","7.00","7.50","3.00","3.50","2.50","4.50","3.50","3.00","3.50","1.00","2.00","2.00","2.00","575.00"]
[null,"April","110.50","41.50","40.50","46.50","45.50","40.00","33.50","25.00","18.50","20.00","18.50","14.00","13.50","12.00","10.00","6.00","4.50","5.00","5.00","3.00","2.00","27.00","542.00"]
[null,"May","10.00","12.50","20.50","29.50","37.00","37.50","38.00","48.00","45.00","36.50","33.50","22.00","19.00","19.00","18.00","18.50","15.50","15.50","14.50","16.00","8.50","47.50","562.00"]
[null,"June","0.00","0.00","1.50","6.00","11.50","20.00","24.00","33.00","30.50","37.50","49.00","45.00","39.00","33.00","23.50","23.00","18.50","18.00","13.50","13.00","13.00","107.50","560.00"]
[null,"July","0.00","0.00","0.00","0.00","0.00","2.50","10.50","29.50","24.00","34.50","31.00","32.50","36.50","37.50","34.00","33.00","28.00","24.00","28.00","16.00","14.50","146.00","562.00"]
[null,"August","0.00","0.00","0.00","0.00","0.00","0.00","5.50","7.00","20.50","38.50","44.50","41.50","42.50","40.50","33.00","28.50","25.00","27.50","22.00","20.50","24.00","145.00","566.00"]
[null,"September","0.00","4.00","13.00","7.50","24.00","35.50","54.50","53.50","56.00","51.00","37.00","27.50","35.50","26.50","20.00","15.50","15.00","11.50","9.50","5.50","5.00","43.50","551.00"]
[null,"October","81.50","49.00","46.00","49.00","60.50","65.50","47.00","32.00","21.00","17.00","15.50","11.50","8.00","8.00","7.50","3.50","3.00","4.50","3.00","2.50","2.50","24.00","562.00"]
[null,"November","341.00","61.50","44.00","23.50","17.00","11.50","8.50","8.00","7.50","6.00","4.00","3.00","2.00","1.50","3.00","2.00","3.00","0.50","1.50","2.00","0.00","0.00","551.00"]
[null,"December","492.50","36.50","8.50","11.50","7.00","2.50","1.00","0.50","1.00","1.00","0.00","1.00","1.50","1.50","0.00","0.00","0.00","0.00","0.00","0.00","0.00","0.00","566.00"]
[null,"12:01 to  1:00 am","134.00","26.50","14.50","13.50","10.00","16.00","14.50","12.50","18.50","16.50","13.00","15.50","13.50","12.00","8.00","6.50","8.00","5.50","4.00","1.00","1.50","0.00","365.00"]
[null," 1:01 to  2:00 am","144.50","21.00","19.00","8.50","12.00","18.50","15.00","16.00","17.50","14.50","16.00","15.50","13.50","8.50","6.00","9.00","4.00","4.00","1.00","1.00","0.00","0.00","365.00"]
[null," 2:01 to  3:00 am","154.50","18.50","16.00","10.00","16.50","16.00","15.00","17.50","17.00","17.00","19.00","11.50","9.00","8.00","9.00","4.00","4.50","1.50","0.50","0.00","0.00","0.00","365.00"]
[null," 3:01 to  4:00 am","160.00","21.00","12.50","10.00","20.50","14.00","18.00","20.50","16.50","16.50","17.00","11.00","9.00","8.00","4.00","4.50","1.50","0.50","0.00","0.00","0.00","0.00","365.00"]
[null," 4:01 to  5:00 am","167.00","16.50","15.00","14.50","19.50","13.00","20.50","21.50","15.50","18.00","12.00","11.50","8.50","4.50","5.00","1.50","1.00","0.00","0.00","0.00","0.00","0.00","365.00"]
[null," 5:01 to  6:00 am","171.50","14.00","17.00","15.00","16.00","15.50","21.50","20.50","15.00","19.50","12.50","10.50","7.00","6.00","2.00","1.50","0.00","0.00","0.00","0.00","0.00","0.00","365.00"]
[null," 6:01 to  7:00 am","169.00","14.00","16.00","13.00","18.00","16.00","17.50","18.50","15.00","21.50","15.00","10.50","9.50","6.00","3.00","1.50","1.00","0.00","0.00","0.00","0.00","0.00","365.00"]
[null," 7:01 to  8:00 am","165.50","9.50","13.00","12.00","12.50","16.00","15.50","13.50","19.00","16.00","14.50","18.00","11.00","10.50","8.50","5.50","2.50","1.50","0.00","0.50","0.00","0.00","365.00"]
[null," 8:01 to  9:00 am","137.50","12.00","9.00","5.00","7.50","3.50","5.50","8.50","4.50","7.00","5.50","4.00","7.00","5.00","5.50","4.00","3.50","2.50","3.00","0.50","1.50","1.00","243.00"]
[null," 9:01 to 10:00 am","52.00","4.50","6.00","3.50","3.50","3.00","3.00","4.00","3.00","5.00","4.50","3.50","1.00","2.00","3.00","3.50","4.00","3.50","2.00","2.50","2.00","6.00","125.00"]
[null,"10:01 to 11:00 am","27.00","2.00","4.00","4.50","3.50","4.00","2.50","1.50","4.00","3.50","2.50","3.50","6.00","3.50","1.00","1.50","3.50","3.50","2.50","2.50","3.50","14.00","104.00"]
[null,"11:01 to 12:00 pm","21.50","3.50","2.50","2.00","2.50","3.50","2.50","3.00","5.50","3.50","3.50","2.00","3.00","4.00","4.50","2.50","1.50","3.50","2.50","2.00","2.50","22.50","104.00"]
[null,"12:01 to  1:00 pm","16.50","4.00","2.50","3.00","2.00","2.00","4.50","2.00","2.00","2.50","5.00","2.50","5.00","4.00","3.00","2.50","4.00","2.50","3.00","2.50","2.00","27.00","104.00"]
[null," 1:01 to  2:00 pm","12.00","5.00","4.00","3.00","4.00","1.50","3.00","4.50","2.00","1.00","4.00","5.50","2.50","7.00","3.50","5.00","4.00","4.50","7.00","3.00","4.00","45.00","135.00"]
[null," 2:01 to  3:00 pm","19.50","6.50","4.00","4.00","4.00","6.50","4.00","3.50","1.00","3.00","3.50","3.50","4.50","5.50","6.00","4.00","5.00","5.50","4.50","6.50","5.00","46.50","156.00"]
[null," 3:01 to  4:00 pm","21.50","6.50","4.00","3.50","3.50","6.50","3.00","2.50","1.50","5.00","4.50","3.00","4.00","7.00","3.00","4.00","5.00","6.00","4.00","5.00","4.00","49.00","156.00"]
[null," 4:01 to  5:00 pm","24.00","9.00","3.50","2.50","4.50","5.50","1.00","4.00","5.00","4.50","4.00","2.00","5.50","4.50","4.50","6.00","3.50","2.50","5.50","4.50","5.00","45.00","156.00"]
[null," 5:01 to  6:00 pm","26.50","10.00","3.50","5.50","6.50","4.50","12.50","6.00","7.50","7.00","8.50","6.50","9.50","9.00","10.00","8.00","7.00","11.50","11.50","9.00","4.00","94.00","278.00"]
[null," 6:01 to  7:00 pm","70.00","18.50","16.00","11.00","17.00","15.00","13.50","10.50","5.00","11.50","9.50","9.00","11.00","9.00","10.00","9.00","12.00","11.00","8.00","6.00","9.00","73.50","365.00"]
[null," 7:01 to  8:00 pm","82.50","18.50","15.00","19.50","14.50","17.00","8.00","7.00","13.00","8.00","13.50","7.00","10.00","10.50","15.00","13.00","8.00","7.50","9.00","7.50","5.50","55.50","365.00"]
[null," 8:01 to  9:00 pm","90.50","20.50","15.00","21.50","16.00","12.00","9.00","10.00","11.00","12.00","12.00","9.50","15.00","16.00","8.50","11.00","8.00","8.00","9.00","7.50","8.50","34.50","365.00"]
[null," 9:01 to 10:00 pm","99.50","19.50","23.50","17.00","13.00","12.50","9.50","14.00","12.50","12.00","12.50","13.50","15.50","9.00","12.50","7.50","10.50","9.50","9.00","6.50","6.50","19.50","365.00"]
[null,"10:01 to 11:00 pm","111.50","21.00","23.00","17.00","12.50","10.00","12.00","16.00","11.50","13.50","16.00","13.50","11.00","13.00","11.00","10.50","8.00","8.00","6.00","7.50","4.50","8.00","365.00"]
[null,"11:01 to 12:00 am","123.00","27.00","16.50","17.00","6.50","13.50","15.50","14.50","14.00","14.00","16.00","12.50","13.00","14.00","9.50","8.50","7.50","7.50","6.00","5.00","2.50","1.50","365.00"]
[null,"Total","2201.00","329.00","275.00","236.00","246.00","245.50","246.50","252.00","237.00","252.50","244.00","205.00","204.50","186.50","156.00","134.50","117.50","110.00","98.00","80.50","71.50","542.50","6671.00"]
[]
[]
["Statistics"]
[]
[null,null,"Statistic"]
[null,"Minimum","0.84"]
[null,"Mean minus two standard deviations","-0.6"]
[null,"Mean","17.79"]
[null,"Mean plus two standard deviations","36.20"]
[null,"Maximum","53.31"]
[null,"Standard deviation","9.20"]
[]
[]
["----------------------------------------------------------------------------------------------------"]
["REPORT:","ZONE MEAN RADIANT TEMPERATURE [C] [RT2012 BATIMENT à USAGE D'HABITATION - LOGEMENT COLLECTIF - OCCUPATION]"]
["FOR:","3EVERANDA:VERANDA"]
["Values in table are in hours."]
[]
["Time Bin Results"]
[]
[null,null,"- [hr]","1 [hr]","2 [hr]","3 [hr]","4 [hr]","5 [hr]","6 [hr]","7 [hr]","8 [hr]","9 [hr]","10 [hr]","11 [hr]","12 [hr]","13 [hr]","14 [hr]","15 [hr]","16 [hr]","17 [hr]","18 [hr]","19 [hr]","20 [hr]","- [hr]","- [hr]"]
[null,"Interval Start","less than","12.00<=","13.00<=","14.00<=","15.00<=","16.00<=","17.00<=","18.00<=","19.00<=","20.00<=","21.00<=","22.00<=","23.00<=","24.00<=","25.00<=","26.00<=","27.00<=","28.00<=","29.00<=","30.00<=","31.00<=","equal to or more than","Row"]
[null,"Interval End","12.00","13.00>","14.00>","15.00>","16.00>","17.00>","18.00>","19.00>","20.00>","21.00>","22.00>","23.00>","24.00>","25.00>","26.00>","27.00>","28.00>","29.00>","30.00>","31.00>","32.00>","32.00","Total"]
[null,"January","446.00","45.00","30.50","13.00","9.00","5.00","3.50","1.50","1.00","1.00","0.50","0.50","0.00","1.00","0.00","1.00","1.00","2.00","0.50","0.00","0.00","0.00","562.00"]
[null,"February","356.50","55.50","27.50","15.50","10.00","6.00","5.00","6.50","3.00","2.00","3.00","2.00","3.00","2.00","2.50","2.00","1.50","2.00","2.50","2.00","0.50","1.50","512.00"]
[null,"March","204.50","58.50","70.50","56.00","38.50","28.00","21.50","15.00","14.50","15.00","4.00","8.00","8.50","3.00","3.50","2.50","2.00","3.00","3.00","2.50","2.50","10.50","575.00"]
[null,"April","67.00","37.00","44.00","33.00","49.50","39.50","38.50","34.50","23.00","23.50","16.00","15.00","16.50","15.00","11.50","10.50","11.00","6.00","6.00","4.50","4.50","36.00","542.00"]
[null,"May","0.00","9.50","12.00","13.00","29.50","33.50","38.50","35.50","47.00","42.50","38.00","32.00","24.00","20.50","17.50","16.50","13.00","14.00","16.00","13.50","15.00","81.00","562.00"]
[null,"June","0.00","0.00","0.00","0.00","5.00","12.00","19.00","19.50","34.50","27.00","30.50","40.00","42.00","39.00","32.00","30.00","21.50","19.50","19.00","15.00","17.00","137.50","560.00"]
[null,"July","0.00","0.00","0.00","0.00","0.00","0.00","2.50","9.50","21.50","26.00","31.50","28.00","29.50","35.50","29.00","35.50","31.50","27.50","26.50","21.00","21.50","185.50","562.00"]
[null,"August","0.00","0.00","0.00","0.00","0.00","0.00","0.00","3.50","4.50","15.00","38.00","36.00","40.00","39.50","40.00","33.50","31.00","26.50","21.50","27.00","19.50","190.50","566.00"]
[null,"September","0.00","0.00","5.00","11.50","11.00","27.00","33.50","48.00","51.00","57.00","46.50","31.00","32.50","24.50","29.00","24.00","17.50","12.50","15.50","9.50","8.50","56.00","551.00"]
[null,"October","44.00","43.00","47.00","50.50","51.50","62.50","50.00","43.00","29.50","21.50","15.50","13.50","14.50","11.50","7.00","6.00","8.00","3.50","3.00","3.00","3.00","31.00","562.00"]
[null,"November","287.50","61.00","70.00","24.00","24.00","15.50","9.00","10.50","8.00","6.00","5.50","5.50","2.50","4.00","3.00","2.00","1.00","2.50","2.00","2.00","2.00","3.50","551.00"]
[null,"December","443.50","67.50","17.00","13.50","3.50","4.00","4.50","2.50","4.00","0.00","0.50","1.00","0.50","0.50","0.50","1.00","1.50","0.50","0.00","0.00","0.00","0.00","566.00"]
[null,"12:01 to  1:00 am","110.50","21.00","27.00","15.50","12.00","11.50","12.50","17.00","11.00","16.50","17.00","10.00","16.00","13.00","11.50","11.00","7.00","6.00","7.00","5.50","4.00","2.50","365.00"]
[null," 1:01 to  2:00 am","118.50","26.00","20.50","19.00","8.00","11.50","16.00","16.50","10.50","19.50","14.50","16.50","11.50","14.50","11.00","7.00","7.00","7.00","5.00","3.50","1.00","0.50","365.00"]
[null," 2:01 to  3:00 am","128.00","25.50","20.00","15.00","8.50","15.00","16.50","14.50","18.50","17.00","14.00","13.50","17.00","12.00","5.50","8.00","7.50","4.50","3.00","1.00","0.50","0.00","365.00"]
[null," 3:01 to  4:00 am","136.00","25.50","18.50","11.00","12.00","18.50","17.00","13.50","19.50","16.00","13.50","19.00","12.50","7.00","10.00","6.50","4.50","3.00","1.00","0.50","0.00","0.00","365.00"]
[null," 4:01 to  5:00 am","144.00","24.50","17.50","10.00","15.50","20.50","11.50","17.00","21.00","15.50","18.00","13.50","10.00","9.50","7.50","4.50","3.00","2.00","0.00","0.00","0.00","0.00","365.00"]
[null," 5:01 to  6:00 am","151.00","21.50","17.50","8.50","18.50","17.00","14.50","16.50","23.00","13.00","21.00","9.50","11.50","10.50","4.00","4.50","2.00","1.00","0.00","0.00","0.00","0.00","365.00"]
[null," 6:01 to  7:00 am","154.00","17.50","18.50","6.00","20.50","13.00","16.00","16.00","18.00","16.00","20.00","11.00","13.50","9.50","7.50","5.00","1.50","1.00","0.50","0.00","0.00","0.00","365.00"]
[null," 7:01 to  8:00 am","147.00","20.50","11.00","7.50","14.50","10.50","14.50","13.00","15.00","17.00","14.00","13.00","12.50","16.00","10.50","12.00","6.00","5.00","3.00","2.00","0.00","0.50","365.00"]
[null," 8:01 to  9:00 am","123.50","14.00","11.50","6.50","7.00","5.50","4.50","4.00","6.00","6.00","6.00","6.00","3.50","3.50","5.00","6.50","5.00","5.50","3.00","2.00","4.00","4.50","243.00"]
[null," 9:01 to 10:00 am","46.00","4.00","6.50","3.50","4.00","3.00","3.00","2.50","2.50","5.50","3.00","3.00","4.00","5.00","1.00","0.50","3.00","4.00","3.00","2.50","2.00","13.50","125.00"]
[null,"10:01 to 11:00 am","22.50","3.00","2.50","2.00","3.50","5.50","2.50","2.00","3.00","3.00","3.00","2.50","3.50","2.00","5.50","3.50","3.00","1.00","2.00","3.00","3.50","22.00","104.00"]
[null,"11:01 to 12:00 pm","12.00","8.00","2.00","4.00","2.00","2.00","2.00","4.00","1.50","1.50","3.50","5.00","3.50","3.00","3.50","2.50","2.50","3.50","3.00","3.00","2.00","30.00","104.00"]
[null,"12:01 to  1:00 pm","10.00","4.50","4.00","3.00","2.00","2.50","2.00","2.50","4.00","2.50","1.00","1.00","4.00","3.50","3.50","4.50","1.50","3.00","3.50","4.50","3.00","34.00","104.00"]
[null," 1:01 to  2:00 pm","8.00","5.00","5.00","0.00","4.00","2.00","3.00","3.00","3.00","3.00","1.50","1.50","3.50","3.00","4.00","4.00","6.00","3.00","4.00","4.00","4.00","60.50","135.00"]
[null," 2:01 to  3:00 pm","12.00","7.00","7.50","4.00","3.00","0.50","5.50","4.00","5.50","2.50","1.00","1.50","5.00","2.00","3.00","4.00","4.00","5.00","8.00","4.00","3.00","64.00","156.00"]
[null," 3:01 to  4:00 pm","14.00","8.00","6.50","5.00","0.50","2.00","4.00","9.00","0.50","1.50","1.00","3.00","5.50","3.00","3.00","6.00","3.00","2.00","7.50","4.00","4.50","62.50","156.00"]
[null," 4:01 to  5:00 pm","19.50","6.00","8.50","2.50","1.00","4.00","7.00","1.50","1.50","3.00","5.50","3.00","2.00","4.00","6.00","3.00","3.00","4.50","5.00","3.00","5.00","57.50","156.00"]
[null," 5:01 to  6:00 pm","23.50","8.00","5.50","3.50","4.50","7.00","3.50","7.00","10.00","5.00","4.00","9.00","6.00","7.50","9.00","8.00","10.00","6.00","7.00","11.00","11.50","111.50","278.00"]
[null," 6:01 to  7:00 pm","61.50","15.00","15.00","13.50","8.00","13.50","15.50","12.50","9.00","9.00","8.50","11.00","9.50","8.00","9.00","10.00","8.00","10.00","9.50","10.50","7.00","91.50","365.00"]
[null," 7:01 to  8:00 pm","66.00","21.00","17.50","11.00","16.50","17.00","14.50","9.00","6.00","14.50","7.00","10.00","10.00","11.00","8.50","9.00","13.50","11.50","8.50","5.00","8.50","69.50","365.00"]
[null," 8:01 to  9:00 pm","75.00","19.00","18.50","16.50","18.50","15.50","12.50","7.50","11.50","8.00","14.00","12.00","9.00","9.00","15.00","12.50","10.00","8.00","7.00","7.50","9.00","49.50","365.00"]
[null," 9:01 to 10:00 pm","78.50","26.00","18.00","21.00","16.50","14.50","8.00","10.50","12.50","14.00","11.00","10.00","13.00","15.50","10.50","11.50","9.00","6.50","9.00","10.00","8.00","31.50","365.00"]
[null,"10:01 to 11:00 pm","87.50","27.00","16.50","23.50","17.00","11.50","7.50","13.50","13.50","14.00","11.50","15.00","14.00","11.50","10.50","9.00","11.50","8.50","9.50","6.50","7.00","19.00","365.00"]
[null,"11:01 to 12:00 am","100.50","19.50","28.00","18.00","14.00","9.50","12.00","13.00","15.00","13.00","16.00","13.00","13.00","12.50","11.00","11.50","9.00","8.00","6.50","7.00","6.50","8.50","365.00"]
[null,"Total","1849.00","377.00","323.50","230.00","231.50","233.00","225.50","229.50","241.50","236.50","229.50","212.50","213.50","196.00","175.50","164.50","140.50","119.50","115.50","100.00","94.00","733.00","6671.00"]
[]
[]
["Statistics"]
[]
[null,null,"Statistic"]
[null,"Minimum","2.00"]
[null,"Mean minus two standard deviations","-0.6"]
[null,"Mean","19.29"]
[null,"Mean plus two standard deviations","39.16"]
[null,"Maximum","58.13"]
[null,"Standard deviation","9.94"]
[]
[]
["----------------------------------------------------------------------------------------------------"]
["REPORT:","ZONE OPERATIVE TEMPERATURE [C] [RT2012 BATIMENT à USAGE D'HABITATION - LOGEMENT COLLECTIF - OCCUPATION]"]
["FOR:","3EVERANDA:VERANDA"]
["Values in table are in hours."]
[]
["Time Bin Results"]
[]
[null,null,"- [hr]","1 [hr]","2 [hr]","3 [hr]","4 [hr]","5 [hr]","6 [hr]","7 [hr]","8 [hr]","9 [hr]","10 [hr]","11 [hr]","12 [hr]","13 [hr]","14 [hr]","15 [hr]","16 [hr]","17 [hr]","18 [hr]","19 [hr]","20 [hr]","- [hr]","- [hr]"]
[null,"Interval Start","less than","12.00<=","13.00<=","14.00<=","15.00<=","16.00<=","17.00<=","18.00<=","19.00<=","20.00<=","21.00<=","22.00<=","23.00<=","24.00<=","25.00<=","26.00<=","27.00<=","28.00<=","29.00<=","30.00<=","31.00<=","equal to or more than","Row"]
[null,"Interval End","12.00","13.00>","14.00>","15.00>","16.00>","17.00>","18.00>","19.00>","20.00>","21.00>","22.00>","23.00>","24.00>","25.00>","26.00>","27.00>","28.00>","29.00>","30.00>","31.00>","32.00>","32.00","Total"]
[null,"January","473.50","33.00","22.50","12.00","6.00","4.00","2.00","1.50","1.00","0.50","0.50","0.50","0.50","1.00","1.00","1.50","1.00","0.00","0.00","0.00","0.00","0.00","562.00"]
[null,"February","384.00","45.00","23.00","12.50","7.00","6.00","5.50","4.50","1.00","2.50","3.50","2.00","3.50","2.50","1.00","3.00","2.50","1.00","1.00","1.00","0.00","0.00","512.00"]
[null,"March","236.00","65.00","64.00","47.00","36.50","27.00","15.50","16.00","14.50","6.00","8.50","7.00","4.50","1.50","3.50","3.50","2.50","4.00","2.00","2.50","1.50","6.50","575.00"]
[null,"April","87.50","40.50","39.50","41.50","48.50","39.00","37.50","30.00","21.00","19.50","17.00","17.00","14.00","12.50","11.50","11.00","6.00","5.00","5.00","4.50","3.50","30.50","542.00"]
[null,"May","2.50","13.00","14.00","23.50","32.00","38.50","33.50","44.50","44.50","42.50","37.50","25.00","23.00","19.00","16.00","16.00","16.50","16.00","13.50","14.00","13.50","63.50","562.00"]
[null,"June","0.00","0.00","0.00","3.00","9.00","15.00","22.00","27.00","31.00","30.50","39.50","44.50","42.50","34.50","32.50","21.50","19.50","20.00","17.00","15.50","12.00","123.50","560.00"]
[null,"July","0.00","0.00","0.00","0.00","0.00","1.00","5.00","13.00","31.50","28.50","32.00","26.50","38.00","31.50","36.00","33.00","30.00","27.00","22.50","23.00","22.50","161.00","562.00"]
[null,"August","0.00","0.00","0.00","0.00","0.00","0.00","1.00","5.50","9.00","29.50","42.50","40.00","39.00","40.50","38.50","32.00","27.50","24.00","26.00","21.50","17.00","172.50","566.00"]
[null,"September","0.00","0.00","11.00","10.00","14.00","36.50","44.50","45.50","55.00","57.50","38.50","30.50","29.00","31.00","27.00","17.00","14.50","15.00","9.50","11.00","5.50","48.50","551.00"]
[null,"October","59.00","51.00","47.50","48.00","57.00","58.50","53.00","40.00","24.00","18.00","14.00","14.50","11.50","7.00","8.00","8.00","3.00","3.50","3.00","3.50","2.00","28.00","562.00"]
[null,"November","315.50","63.50","53.00","23.50","22.50","11.50","10.50","8.00","7.00","7.50","4.50","4.00","3.50","2.00","2.50","1.00","2.50","2.50","2.50","1.00","0.50","2.00","551.00"]
[null,"December","468.50","52.50","11.50","12.50","4.00","6.00","3.50","1.50","0.00","1.00","0.50","0.50","1.00","0.50","1.00","1.50","0.00","0.00","0.00","0.00","0.00","0.00","566.00"]
[null,"12:01 to  1:00 am","121.00","28.50","16.50","19.50","6.50","12.50","15.00","14.50","14.50","17.50","13.50","14.50","12.50","14.00","11.00","8.00","6.00","8.00","5.00","4.00","1.50","1.00","365.00"]
[null," 1:01 to  2:00 am","129.50","27.00","18.00","15.00","9.00","14.50","17.50","12.50","18.00","16.00","15.00","13.50","15.50","11.00","8.00","6.50","8.00","5.00","3.50","1.50","0.50","0.00","365.00"]
[null," 2:01 to  3:00 am","141.00","23.00","18.50","10.50","11.00","19.00","17.00","12.50","17.50","17.00","15.50","17.00","13.50","7.00","7.00","9.00","4.00","3.50","1.00","0.50","0.00","0.00","365.00"]
[null," 3:01 to  4:00 am","150.50","21.00","17.50","8.50","16.50","18.00","13.50","18.00","17.50","16.50","20.00","11.50","9.00","9.00","8.50","4.00","3.50","1.50","0.50","0.00","0.00","0.00","365.00"]
[null," 4:01 to  5:00 am","156.00","20.50","14.50","11.00","21.00","15.00","14.50","20.00","18.50","17.50","17.50","9.50","11.50","7.50","4.00","4.50","1.50","0.50","0.00","0.00","0.00","0.00","365.00"]
[null," 5:01 to  6:00 am","161.00","19.50","17.00","8.50","23.00","13.00","18.50","17.50","18.00","19.50","13.50","9.50","13.00","5.00","5.50","1.50","1.50","0.00","0.00","0.00","0.00","0.00","365.00"]
[null," 6:01 to  7:00 am","160.50","18.00","15.00","10.00","18.50","16.50","17.50","13.50","19.00","18.00","17.00","13.00","10.50","8.00","5.50","3.00","1.00","0.50","0.00","0.00","0.00","0.00","365.00"]
[null," 7:01 to  8:00 am","156.00","15.00","12.50","10.00","12.00","14.50","15.00","12.50","17.50","15.00","16.50","11.50","18.50","11.00","10.00","7.50","4.50","3.50","1.50","0.00","0.50","0.00","365.00"]
[null," 8:01 to  9:00 am","129.00","14.50","10.00","6.50","5.50","7.00","2.50","7.00","6.50","5.50","6.00","5.00","3.50","6.00","5.00","5.00","5.00","3.50","3.00","4.00","0.00","3.00","243.00"]
[null," 9:01 to 10:00 am","48.00","7.00","4.00","4.50","4.00","1.50","3.00","2.50","5.00","4.00","3.50","4.00","4.50","1.00","0.50","3.00","5.00","3.00","2.50","2.00","2.50","10.00","125.00"]
[null,"10:01 to 11:00 am","25.00","2.50","2.50","3.00","4.50","4.50","2.00","3.50","1.50","4.50","2.50","3.50","1.00","6.00","5.00","1.50","0.50","2.50","4.00","3.00","2.00","19.00","104.00"]
[null,"11:01 to 12:00 pm","19.00","3.00","3.50","2.50","1.50","3.00","2.50","3.50","1.50","4.00","5.50","2.50","4.00","1.50","3.50","4.00","3.00","2.50","1.50","4.00","1.50","26.50","104.00"]
[null,"12:01 to  1:00 pm","11.50","6.50","2.50","3.50","2.00","2.50","2.00","3.00","3.50","1.00","2.00","3.50","5.00","3.50","3.50","3.50","2.00","3.00","6.00","1.50","2.00","30.50","104.00"]
[null," 1:01 to  2:00 pm","10.00","6.00","2.00","3.50","2.50","3.00","3.00","3.50","2.50","2.50","1.00","4.00","3.50","4.50","5.50","3.50","4.50","4.50","4.50","5.00","4.50","51.50","135.00"]
[null," 2:01 to  3:00 pm","15.50","8.50","3.00","5.50","1.50","4.50","5.50","5.50","2.00","1.50","1.50","4.50","2.50","3.50","5.00","5.50","5.00","6.50","3.00","5.00","4.50","56.50","156.00"]
[null," 3:01 to  4:00 pm","17.50","6.50","7.00","3.00","1.50","4.50","6.50","3.00","1.50","1.00","3.50","6.00","3.00","2.50","7.00","3.00","3.50","5.50","5.50","4.50","4.00","56.00","156.00"]
[null," 4:01 to  5:00 pm","21.50","7.50","6.00","2.50","1.50","7.50","3.00","1.00","4.00","5.50","3.50","3.50","2.50","5.50","3.50","3.50","6.00","4.00","3.00","4.50","5.50","51.00","156.00"]
[null," 5:01 to  6:00 pm","26.00","8.00","4.00","5.00","6.00","4.50","6.00","13.00","4.00","4.50","8.50","7.00","7.50","8.50","10.00","9.50","6.00","9.50","10.00","10.50","9.50","100.50","278.00"]
[null," 6:01 to  7:00 pm","64.50","18.50","16.50","9.50","12.50","15.00","15.00","11.50","8.00","8.00","11.50","6.50","11.00","9.50","11.00","8.00","9.50","10.00","10.50","8.00","6.50","84.00","365.00"]
[null," 7:01 to  8:00 pm","75.00","17.50","17.00","13.00","19.50","15.00","14.00","5.50","10.50","11.50","8.50","11.00","10.50","8.50","10.00","14.00","12.00","8.50","5.50","8.00","8.50","61.50","365.00"]
[null," 8:01 to  9:00 pm","84.00","19.50","16.00","19.50","16.50","16.00","6.50","11.50","11.00","11.50","11.50","11.00","9.00","14.50","14.00","10.00","9.50","6.50","7.50","9.50","7.50","42.50","365.00"]
[null," 9:01 to 10:00 pm","90.50","23.00","15.00","24.50","15.00","11.00","9.50","11.00","14.00","12.00","12.00","11.50","15.00","12.50","11.50","9.50","8.00","9.50","9.50","8.50","6.00","26.00","365.00"]
[null,"10:01 to 11:00 pm","101.50","20.00","24.50","18.00","14.00","10.00","11.50","13.50","13.50","12.00","14.00","16.50","11.00","11.50","11.50","10.50","9.00","9.00","7.00","7.50","6.50","12.50","365.00"]
[null,"11:01 to 12:00 am","112.50","22.50","23.00","16.50","11.00","10.50","12.50","17.50","10.00","17.50","15.00","12.00","12.50","12.00","12.50","11.00","7.00","7.50","7.50","6.00","4.50","4.00","365.00"]
[null,"Total","2026.50","363.50","286.00","233.50","236.50","243.00","233.50","237.00","239.50","243.50","238.50","212.00","210.00","183.50","178.50","149.00","125.50","118.00","102.00","97.50","78.00","636.00","6671.00"]
[]
[]
["Statistics"]
[]
[null,null,"Statistic"]
[null,"Minimum","1.44"]
[null,"Mean minus two standard deviations","-0.6"]
[null,"Mean","18.54"]
[null,"Mean plus two standard deviations","37.67"]
[null,"Maximum","55.71"]
[null,"Standard deviation","9.57"]
[]
[]
["----------------------------------------------------------------------------------------------------"]
["REPORT:","ZONE MEAN AIR TEMPERATURE [C] [RT2012 BATIMENT à USAGE D'HABITATION - LOGEMENT COLLECTIF - OCCUPATION]"]
["FOR:","3EETAGE:APPARTEMENTS"]
["Values in table are in hours."]
[]
["Time Bin Results"]
[]
[null,null,"- [hr]","1 [hr]","2 [hr]","3 [hr]","4 [hr]","5 [hr]","6 [hr]","7 [hr]","8 [hr]","9 [hr]","10 [hr]","11 [hr]","12 [hr]","13 [hr]","14 [hr]","15 [hr]","16 [hr]","17 [hr]","18 [hr]","19 [hr]","20 [hr]","- [hr]","- [hr]"]
[null,"Interval Start","less than","12.00<=","13.00<=","14.00<=","15.00<=","16.00<=","17.00<=","18.00<=","19.00<=","20.00<=","21.00<=","22.00<=","23.00<=","24.00<=","25.00<=","26.00<=","27.00<=","28.00<=","29.00<=","30.00<=","31.00<=","equal to or more than","Row"]
[null,"Interval End","12.00","13.00>","14.00>","15.00>","16.00>","17.00>","18.00>","19.00>","20.00>","21.00>","22.00>","23.00>","24.00>","25.00>","26.00>","27.00>","28.00>","29.00>","30.00>","31.00>","32.00>","32.00","Total"]
[null,"January","0.00","0.00","0.00","63.50","137.50","12.00","4.00","0.00","71.00","266.50","7.50","0.00","0.00","0.00","0.00","0.00","0.00","0.00","0.00","0.00","0.00","0.00","562.00"]
[null,"February","0.00","0.00","0.00","96.00","87.50","10.00","2.50","0.00","127.50","188.50","0.00","0.00","0.00","0.00","0.00","0.00","0.00","0.00","0.00","0.00","0.00","0.00","512.00"]
[null,"March","0.00","0.00","0.00","95.00","76.00","40.50","5.50","0.00","251.00","107.00","0.00","0.00","0.00","0.00","0.00","0.00","0.00","0.00","0.00","0.00","0.00","0.00","575.00"]
[null,"April","0.00","0.00","0.00","34.00","52.00","58.00","44.50","78.00","195.00","60.50","19.00","1.00","0.00","0.00","0.00","0.00","0.00","0.00","0.00","0.00","0.00","0.00","542.00"]
[null,"May","0.00","0.00","0.00","0.00","5.00","22.00","44.50","108.50","133.00","101.50","69.50","35.00","31.50","4.50","7.00","0.00","0.00","0.00","0.00","0.00","0.00","0.00","562.00"]
[null,"June","0.00","0.00","0.00","0.00","0.00","0.00","17.50","41.00","48.00","35.50","108.50","113.50","110.50","62.00","18.00","4.50","1.00","0.00","0.00","0.00","0.00","0.00","560.00"]
[null,"July","0.00","0.00","0.00","0.00","0.00","0.00","0.00","0.00","0.00","24.00","37.00","78.00","168.00","107.00","58.50","38.00","25.00","26.50","0.00","0.00","0.00","0.00","562.00"]
[null,"August","0.00","0.00","0.00","0.00","0.00","0.00","0.00","0.00","0.00","3.00","20.00","55.00","189.00","147.00","58.00","41.50","32.50","15.50","4.50","0.00","0.00","0.00","566.00"]
[null,"September","0.00","0.00","0.00","0.00","0.00","5.50","28.50","68.50","88.50","92.50","110.00","63.50","69.50","10.50","7.00","7.00","0.00","0.00","0.00","0.00","0.00","0.00","551.00"]
[null,"October","0.00","0.00","0.00","13.50","48.50","49.50","64.00","88.50","230.50","46.00","16.00","5.50","0.00","0.00","0.00","0.00","0.00","0.00","0.00","0.00","0.00","0.00","562.00"]
[null,"November","0.00","0.00","0.00","73.50","88.50","43.00","5.00","0.00","167.50","173.50","0.00","0.00","0.00","0.00","0.00","0.00","0.00","0.00","0.00","0.00","0.00","0.00","551.00"]
[null,"December","0.00","0.00","0.00","70.50","128.50","16.00","2.00","0.00","80.00","264.00","5.00","0.00","0.00","0.00","0.00","0.00","0.00","0.00","0.00","0.00","0.00","0.00","566.00"]
[null,"12:01 to  1:00 am","0.00","0.00","0.00","73.00","79.00","39.00","25.50","22.50","23.00","8.50","22.00","25.00","22.00","18.00","6.00","1.50","0.00","0.00","0.00","0.00","0.00","0.00","365.00"]
[null," 1:01 to  2:00 am","0.00","0.00","0.00","91.00","73.00","30.00","27.50","24.50","17.00","12.00","21.50","24.50","24.50","14.00","4.50","1.00","0.00","0.00","0.00","0.00","0.00","0.00","365.00"]
[null," 2:01 to  3:00 am","0.00","0.00","0.00","86.50","82.00","30.50","29.50","21.00","13.50","15.50","21.00","24.50","27.50","10.00","3.50","0.00","0.00","0.00","0.00","0.00","0.00","0.00","365.00"]
[null," 3:01 to  4:00 am","0.00","0.00","0.00","75.50","99.00","26.00","31.00","19.50","14.00","19.00","19.00","25.00","27.50","6.50","3.00","0.00","0.00","0.00","0.00","0.00","0.00","0.00","365.00"]
[null," 4:01 to  5:00 am","0.00","0.00","0.00","58.50","118.50","24.00","32.50","18.50","14.50","17.50","23.00","23.00","28.50","6.50","0.00","0.00","0.00","0.00","0.00","0.00","0.00","0.00","365.00"]
[null," 5:01 to  6:00 am","0.00","0.00","0.00","35.00","108.00","6.00","4.50","44.00","49.50","35.50","22.00","22.00","34.50","4.00","0.00","0.00","0.00","0.00","0.00","0.00","0.00","0.00","365.00"]
[null," 6:01 to  7:00 am","0.00","0.00","0.00","0.00","0.00","0.00","0.00","39.00","57.50","166.00","27.00","25.50","42.00","8.00","0.00","0.00","0.00","0.00","0.00","0.00","0.00","0.00","365.00"]
[null," 7:01 to  8:00 am","0.00","0.00","0.00","0.00","0.00","0.00","0.00","32.50","63.00","164.50","23.50","23.50","44.00","13.50","0.50","0.00","0.00","0.00","0.00","0.00","0.00","0.00","365.00"]
[null," 8:01 to  9:00 am","0.00","0.00","0.00","0.00","0.00","0.00","0.00","14.00","39.00","148.50","8.00","8.50","17.50","6.00","1.50","0.00","0.00","0.00","0.00","0.00","0.00","0.00","243.00"]
[null," 9:01 to 10:00 am","0.00","0.00","0.00","0.00","0.00","0.00","0.00","7.00","28.00","60.50","3.50","4.50","13.00","7.50","0.50","0.50","0.00","0.00","0.00","0.00","0.00","0.00","125.00"]
[null,"10:01 to 11:00 am","0.00","0.00","0.00","0.00","0.00","0.00","0.00","3.00","31.50","37.00","4.00","5.00","10.50","10.00","2.00","0.50","0.50","0.00","0.00","0.00","0.00","0.00","104.00"]
[null,"11:01 to 12:00 pm","0.00","0.00","0.00","0.00","0.00","0.00","0.00","3.50","31.00","36.00","3.00","5.50","7.00","12.00","2.50","2.00","1.50","0.00","0.00","0.00","0.00","0.00","104.00"]
[null,"12:01 to  1:00 pm","0.00","0.00","0.00","0.00","0.00","0.00","0.00","4.00","30.50","31.50","6.00","4.50","7.50","10.50","4.00","3.00","2.00","0.50","0.00","0.00","0.00","0.00","104.00"]
[null," 1:01 to  2:00 pm","0.00","0.00","0.00","0.00","0.00","0.00","0.00","4.50","39.00","33.50","11.00","6.50","11.50","11.50","4.50","7.50","2.50","3.00","0.00","0.00","0.00","0.00","135.00"]
[null," 2:01 to  3:00 pm","0.00","0.00","0.00","0.00","0.00","0.00","0.00","4.00","47.00","44.00","11.50","7.50","11.50","11.50","4.50","7.00","4.50","2.50","0.50","0.00","0.00","0.00","156.00"]
[null," 3:01 to  4:00 pm","0.00","0.00","0.00","0.00","0.00","0.00","0.00","3.00","48.50","41.00","13.00","7.50","9.50","13.50","5.00","5.50","5.50","3.00","1.00","0.00","0.00","0.00","156.00"]
[null," 4:01 to  5:00 pm","0.00","0.00","0.00","0.00","0.00","0.00","0.00","3.00","47.50","42.50","13.50","6.50","12.50","8.50","8.50","4.00","5.50","3.00","1.00","0.00","0.00","0.00","156.00"]
[null," 5:01 to  6:00 pm","0.00","0.00","0.00","0.00","0.00","0.00","0.00","12.50","81.00","51.00","21.50","11.00","32.00","18.50","17.50","13.00","8.50","10.50","1.00","0.00","0.00","0.00","278.00"]
[null," 6:01 to  7:00 pm","0.00","0.00","0.00","0.00","0.00","0.00","0.00","8.00","130.50","92.00","22.50","10.00","35.50","22.50","14.50","12.50","7.50","8.50","1.00","0.00","0.00","0.00","365.00"]
[null," 7:01 to  8:00 pm","0.00","0.00","0.00","0.00","0.00","0.00","0.00","9.50","138.50","85.00","21.50","9.50","37.50","26.00","14.00","8.50","6.00","9.00","0.00","0.00","0.00","0.00","365.00"]
[null," 8:01 to  9:00 pm","0.00","0.00","0.00","0.00","0.00","0.00","0.00","13.50","146.00","77.50","20.00","13.00","39.00","28.00","13.00","7.50","6.00","1.50","0.00","0.00","0.00","0.00","365.00"]
[null," 9:01 to 10:00 pm","0.00","0.00","0.00","0.00","0.00","0.00","0.00","20.50","155.50","74.00","12.00","21.00","25.00","20.00","20.50","8.00","8.00","0.50","0.00","0.00","0.00","0.00","365.00"]
[null,"10:01 to 11:00 pm","0.00","0.00","0.00","0.00","4.00","20.50","26.00","25.50","124.00","62.00","20.50","18.50","24.50","22.50","10.50","6.00","0.50","0.00","0.00","0.00","0.00","0.00","365.00"]
[null,"11:01 to 12:00 am","0.00","0.00","0.00","26.50","60.00","80.50","41.50","27.50","22.50","8.00","22.00","19.50","24.00","22.00","8.00","3.00","0.00","0.00","0.00","0.00","0.00","0.00","365.00"]
[null,"Total","0.00","0.00","0.00","446.00","623.50","256.50","218.00","384.50","1392.00","1362.50","392.50","351.50","568.50","331.00","148.50","91.00","58.50","42.00","4.50","0.00","0.00","0.00","6671.00"]
[]
[]
["Statistics"]
[]
[null,null,"Statistic"]
[null,"Minimum","14.31"]
[null,"Mean minus two standard deviations","13.82"]
[null,"Mean","19.99"]
[null,"Mean plus two standard deviations","26.15"]
[null,"Maximum","29.59"]
[null,"Standard deviation","3.08"]
[]
[]
["----------------------------------------------------------------------------------------------------"]
["REPORT:","ZONE MEAN RADIANT TEMPERATURE [C] [RT2012 BATIMENT à USAGE D'HABITATION - LOGEMENT COLLECTIF - OCCUPATION]"]
["FOR:","3EETAGE:APPARTEMENTS"]
["Values in table are in hours."]
[]
["Time Bin Results"]
[]
[null,null,"- [hr]","1 [hr]","2 [hr]","3 [hr]","4 [hr]","5 [hr]","6 [hr]","7 [hr]","8 [hr]","9 [hr]","10 [hr]","11 [hr]","12 [hr]","13 [hr]","14 [hr]","15 [hr]","16 [hr]","17 [hr]","18 [hr]","19 [hr]","20 [hr]","- [hr]","- [hr]"]
[null,"Interval Start","less than","12.00<=","13.00<=","14.00<=","15.00<=","16.00<=","17.00<=","18.00<=","19.00<=","20.00<=","21.00<=","22.00<=","23.00<=","24.00<=","25.00<=","26.00<=","27.00<=","28.00<=","29.00<=","30.00<=","31.00<=","equal to or more than","Row"]
[null,"Interval End","12.00","13.00>","14.00>","15.00>","16.00>","17.00>","18.00>","19.00>","20.00>","21.00>","22.00>","23.00>","24.00>","25.00>","26.00>","27.00>","28.00>","29.00>","30.00>","31.00>","32.00>","32.00","Total"]
[null,"January","0.00","0.00","0.00","0.00","0.00","101.50","380.00","80.50","0.00","0.00","0.00","0.00","0.00","0.00","0.00","0.00","0.00","0.00","0.00","0.00","0.00","0.00","562.00"]
[null,"February","0.00","0.00","0.00","0.00","0.00","64.00","309.00","139.00","0.00","0.00","0.00","0.00","0.00","0.00","0.00","0.00","0.00","0.00","0.00","0.00","0.00","0.00","512.00"]
[null,"March","0.00","0.00","0.00","0.00","0.00","16.00","257.50","301.50","0.00","0.00","0.00","0.00","0.00","0.00","0.00","0.00","0.00","0.00","0.00","0.00","0.00","0.00","575.00"]
[null,"April","0.00","0.00","0.00","0.00","0.00","0.00","96.00","243.00","162.00","41.00","0.00","0.00","0.00","0.00","0.00","0.00","0.00","0.00","0.00","0.00","0.00","0.00","542.00"]
[null,"May","0.00","0.00","0.00","0.00","0.00","0.00","0.00","35.50","179.50","129.50","102.50","69.50","33.50","12.00","0.00","0.00","0.00","0.00","0.00","0.00","0.00","0.00","562.00"]
[null,"June","0.00","0.00","0.00","0.00","0.00","0.00","0.00","0.00","25.00","117.50","26.00","29.00","133.50","169.50","56.00","3.50","0.00","0.00","0.00","0.00","0.00","0.00","560.00"]
[null,"July","0.00","0.00","0.00","0.00","0.00","0.00","0.00","0.00","0.00","0.00","0.00","32.00","79.50","89.00","164.50","153.00","44.00","0.00","0.00","0.00","0.00","0.00","562.00"]
[null,"August","0.00","0.00","0.00","0.00","0.00","0.00","0.00","0.00","0.00","0.00","0.00","0.00","14.50","81.50","237.00","167.00","59.50","6.50","0.00","0.00","0.00","0.00","566.00"]
[null,"September","0.00","0.00","0.00","0.00","0.00","0.00","0.00","1.50","98.00","85.50","109.00","155.50","57.50","39.50","4.50","0.00","0.00","0.00","0.00","0.00","0.00","0.00","551.00"]
[null,"October","0.00","0.00","0.00","0.00","0.00","0.00","64.00","291.50","97.50","96.50","12.50","0.00","0.00","0.00","0.00","0.00","0.00","0.00","0.00","0.00","0.00","0.00","562.00"]
[null,"November","0.00","0.00","0.00","0.00","0.00","39.00","303.00","209.00","0.00","0.00","0.00","0.00","0.00","0.00","0.00","0.00","0.00","0.00","0.00","0.00","0.00","0.00","551.00"]
[null,"December","0.00","0.00","0.00","0.00","0.00","87.00","385.00","94.00","0.00","0.00","0.00","0.00","0.00","0.00","0.00","0.00","0.00","0.00","0.00","0.00","0.00","0.00","566.00"]
[null,"12:01 to  1:00 am","0.00","0.00","0.00","0.00","0.00","1.50","140.00","54.50","28.50","27.00","10.00","15.50","18.50","19.50","25.50","17.50","7.00","0.00","0.00","0.00","0.00","0.00","365.00"]
[null," 1:01 to  2:00 am","0.00","0.00","0.00","0.00","0.00","13.50","142.50","41.00","29.50","26.50","9.50","16.50","17.00","19.00","28.50","17.00","4.50","0.00","0.00","0.00","0.00","0.00","365.00"]
[null," 2:01 to  3:00 am","0.00","0.00","0.00","0.00","0.00","29.50","135.00","33.50","30.00","25.00","10.00","18.00","16.50","19.50","28.50","16.50","3.00","0.00","0.00","0.00","0.00","0.00","365.00"]
[null," 3:01 to  4:00 am","0.00","0.00","0.00","0.00","0.00","49.50","122.50","27.00","30.00","24.50","9.50","19.00","17.50","22.00","25.00","16.00","2.50","0.00","0.00","0.00","0.00","0.00","365.00"]
[null," 4:01 to  5:00 am","0.00","0.00","0.00","0.00","0.00","68.50","107.50","24.00","31.50","23.50","10.50","18.50","18.50","21.50","25.00","14.50","1.50","0.00","0.00","0.00","0.00","0.00","365.00"]
[null," 5:01 to  6:00 am","0.00","0.00","0.00","0.00","0.00","83.50","92.00","25.50","32.00","22.00","12.00","18.50","18.00","23.50","24.50","12.50","1.00","0.00","0.00","0.00","0.00","0.00","365.00"]
[null," 6:01 to  7:00 am","0.00","0.00","0.00","0.00","0.00","57.00","108.50","33.50","33.50","22.50","11.50","19.00","18.00","23.50","25.50","11.50","1.00","0.00","0.00","0.00","0.00","0.00","365.00"]
[null," 7:01 to  8:00 am","0.00","0.00","0.00","0.00","0.00","4.50","150.00","43.50","33.50","23.50","11.00","17.00","18.50","24.00","27.50","11.00","1.00","0.00","0.00","0.00","0.00","0.00","365.00"]
[null," 8:01 to  9:00 am","0.00","0.00","0.00","0.00","0.00","0.00","138.50","34.50","14.00","10.50","3.50","7.00","6.50","11.00","11.50","6.00","0.00","0.00","0.00","0.00","0.00","0.00","243.00"]
[null," 9:01 to 10:00 am","0.00","0.00","0.00","0.00","0.00","0.00","53.50","23.50","11.00","8.00","2.00","4.50","2.50","5.50","12.50","2.00","0.00","0.00","0.00","0.00","0.00","0.00","125.00"]
[null,"10:01 to 11:00 am","0.00","0.00","0.00","0.00","0.00","0.00","32.00","23.00","9.00","9.00","3.50","3.50","3.50","5.50","13.00","2.00","0.00","0.00","0.00","0.00","0.00","0.00","104.00"]
[null,"11:01 to 12:00 pm","0.00","0.00","0.00","0.00","0.00","0.00","28.00","25.50","10.50","9.00","3.00","3.00","4.00","6.00","12.00","3.00","0.00","0.00","0.00","0.00","0.00","0.00","104.00"]
[null,"12:01 to  1:00 pm","0.00","0.00","0.00","0.00","0.00","0.00","25.50","26.50","10.00","11.00","2.50","3.50","4.00","5.00","11.00","5.00","0.00","0.00","0.00","0.00","0.00","0.00","104.00"]
[null," 1:01 to  2:00 pm","0.00","0.00","0.00","0.00","0.00","0.00","23.50","32.50","15.50","13.50","5.00","7.00","7.50","7.50","11.50","9.50","2.00","0.00","0.00","0.00","0.00","0.00","135.00"]
[null," 2:01 to  3:00 pm","0.00","0.00","0.00","0.00","0.00","0.00","33.50","43.50","13.50","13.50","6.50","7.50","7.00","8.00","10.00","10.00","3.00","0.00","0.00","0.00","0.00","0.00","156.00"]
[null," 3:01 to  4:00 pm","0.00","0.00","0.00","0.00","0.00","0.00","31.00","46.00","12.00","14.00","6.00","8.50","6.50","8.00","8.00","13.00","3.00","0.00","0.00","0.00","0.00","0.00","156.00"]
[null," 4:01 to  5:00 pm","0.00","0.00","0.00","0.00","0.00","0.00","31.00","46.00","12.00","14.00","6.00","7.00","7.00","9.00","7.00","14.00","3.00","0.00","0.00","0.00","0.00","0.00","156.00"]
[null," 5:01 to  6:00 pm","0.00","0.00","0.00","0.00","0.00","0.00","30.00","67.00","30.50","24.00","19.50","12.50","18.50","23.00","17.00","26.00","9.00","1.00","0.00","0.00","0.00","0.00","278.00"]
[null," 6:01 to  7:00 pm","0.00","0.00","0.00","0.00","0.00","0.00","69.00","114.50","30.50","23.50","20.50","12.00","19.00","21.00","20.50","21.50","11.00","2.00","0.00","0.00","0.00","0.00","365.00"]
[null," 7:01 to  8:00 pm","0.00","0.00","0.00","0.00","0.00","0.00","59.00","125.00","29.00","24.00","20.00","13.00","19.00","21.00","23.50","19.50","10.50","1.50","0.00","0.00","0.00","0.00","365.00"]
[null," 8:01 to  9:00 pm","0.00","0.00","0.00","0.00","0.00","0.00","54.50","129.50","28.00","25.00","20.50","12.50","18.00","22.00","24.00","18.50","11.50","1.00","0.00","0.00","0.00","0.00","365.00"]
[null," 9:01 to 10:00 pm","0.00","0.00","0.00","0.00","0.00","0.00","51.50","132.50","29.50","24.00","20.50","12.00","18.50","21.50","24.00","19.50","10.50","1.00","0.00","0.00","0.00","0.00","365.00"]
[null,"10:01 to 11:00 pm","0.00","0.00","0.00","0.00","0.00","0.00","49.50","137.50","29.50","26.00","15.50","14.50","17.50","22.50","22.00","20.50","10.00","0.00","0.00","0.00","0.00","0.00","365.00"]
[null,"11:01 to 12:00 am","0.00","0.00","0.00","0.00","0.00","0.00","86.50","106.00","29.00","26.50","11.50","16.00","17.00","22.50","24.50","17.00","8.50","0.00","0.00","0.00","0.00","0.00","365.00"]
[null,"Total","0.00","0.00","0.00","0.00","0.00","307.50","1794.50","1395.50","562.00","470.00","250.00","286.00","318.50","391.50","462.00","323.50","103.50","6.50","0.00","0.00","0.00","0.00","6671.00"]
[]
[]
["Statistics"]
[]
[null,null,"Statistic"]
[null,"Minimum","16.25"]
[null,"Mean minus two standard deviations","13.99"]
[null,"Mean","20.26"]
[null,"Mean plus two standard deviations","26.53"]
[null,"Maximum","28.10"]
[null,"Standard deviation","3.13"]
[]
[]
["----------------------------------------------------------------------------------------------------"]
["REPORT:","ZONE OPERATIVE TEMPERATURE [C] [RT2012 BATIMENT à USAGE D'HABITATION - LOGEMENT COLLECTIF - OCCUPATION]"]
["FOR:","3EETAGE:APPARTEMENTS"]
["Values in table are in hours."]
[]
["Time Bin Results"]
[]
[null,null,"- [hr]","1 [hr]","2 [hr]","3 [hr]","4 [hr]","5 [hr]","6 [hr]","7 [hr]","8 [hr]","9 [hr]","10 [hr]","11 [hr]","12 [hr]","13 [hr]","14 [hr]","15 [hr]","16 [hr]","17 [hr]","18 [hr]","19 [hr]","20 [hr]","- [hr]","- [hr]"]
[null,"Interval Start","less than","12.00<=","13.00<=","14.00<=","15.00<=","16.00<=","17.00<=","18.00<=","19.00<=","20.00<=","21.00<=","22.00<=","23.00<=","24.00<=","25.00<=","26.00<=","27.00<=","28.00<=","29.00<=","30.00<=","31.00<=","equal to or more than","Row"]
[null,"Interval End","12.00","13.00>","14.00>","15.00>","16.00>","17.00>","18.00>","19.00>","20.00>","21.00>","22.00>","23.00>","24.00>","25.00>","26.00>","27.00>","28.00>","29.00>","30.00>","31.00>","32.00>","32.00","Total"]
[null,"January","0.00","0.00","0.00","0.00","3.00","201.50","12.50","29.50","315.50","0.00","0.00","0.00","0.00","0.00","0.00","0.00","0.00","0.00","0.00","0.00","0.00","0.00","562.00"]
[null,"February","0.00","0.00","0.00","0.00","0.00","184.00","12.00","27.00","289.00","0.00","0.00","0.00","0.00","0.00","0.00","0.00","0.00","0.00","0.00","0.00","0.00","0.00","512.00"]
[null,"March","0.00","0.00","0.00","0.00","0.00","169.00","46.00","30.00","330.00","0.00","0.00","0.00","0.00","0.00","0.00","0.00","0.00","0.00","0.00","0.00","0.00","0.00","575.00"]
[null,"April","0.00","0.00","0.00","0.00","0.00","76.50","71.00","64.50","285.50","41.00","3.50","0.00","0.00","0.00","0.00","0.00","0.00","0.00","0.00","0.00","0.00","0.00","542.00"]
[null,"May","0.00","0.00","0.00","0.00","0.00","3.00","20.00","58.50","167.50","151.00","74.50","54.00","23.50","9.50","0.50","0.00","0.00","0.00","0.00","0.00","0.00","0.00","562.00"]
[null,"June","0.00","0.00","0.00","0.00","0.00","0.00","0.00","15.00","69.00","52.50","42.00","92.50","152.50","110.00","23.00","3.50","0.00","0.00","0.00","0.00","0.00","0.00","560.00"]
[null,"July","0.00","0.00","0.00","0.00","0.00","0.00","0.00","0.00","0.00","0.00","24.50","41.00","112.00","148.00","122.50","75.00","32.50","6.50","0.00","0.00","0.00","0.00","562.00"]
[null,"August","0.00","0.00","0.00","0.00","0.00","0.00","0.00","0.00","0.00","0.00","0.00","18.00","54.50","204.00","171.50","73.00","35.50","9.50","0.00","0.00","0.00","0.00","566.00"]
[null,"September","0.00","0.00","0.00","0.00","0.00","0.00","3.00","33.50","99.00","100.50","121.50","94.50","66.00","19.50","13.50","0.00","0.00","0.00","0.00","0.00","0.00","0.00","551.00"]
[null,"October","0.00","0.00","0.00","0.00","0.00","56.50","82.50","51.00","320.50","32.00","19.50","0.00","0.00","0.00","0.00","0.00","0.00","0.00","0.00","0.00","0.00","0.00","562.00"]
[null,"November","0.00","0.00","0.00","0.00","0.00","166.50","43.00","27.00","314.50","0.00","0.00","0.00","0.00","0.00","0.00","0.00","0.00","0.00","0.00","0.00","0.00","0.00","551.00"]
[null,"December","0.00","0.00","0.00","0.00","2.00","199.50","15.50","29.00","320.00","0.00","0.00","0.00","0.00","0.00","0.00","0.00","0.00","0.00","0.00","0.00","0.00","0.00","566.00"]
[null,"12:01 to  1:00 am","0.00","0.00","0.00","0.00","5.00","144.50","44.50","24.00","26.50","17.00","12.50","20.00","19.50","26.00","17.50","7.00","1.00","0.00","0.00","0.00","0.00","0.00","365.00"]
[null," 1:01 to  2:00 am","0.00","0.00","0.00","0.00","0.00","161.00","35.50","27.00","25.50","14.00","14.50","18.00","21.50","26.50","16.50","5.00","0.00","0.00","0.00","0.00","0.00","0.00","365.00"]
[null," 2:01 to  3:00 am","0.00","0.00","0.00","0.00","0.00","167.00","33.00","28.00","24.00","11.00","16.00","19.00","22.50","27.00","14.50","3.00","0.00","0.00","0.00","0.00","0.00","0.00","365.00"]
[null," 3:01 to  4:00 am","0.00","0.00","0.00","0.00","0.00","174.50","28.50","29.50","20.50","12.00","19.00","15.50","25.50","24.50","14.50","1.00","0.00","0.00","0.00","0.00","0.00","0.00","365.00"]
[null," 4:01 to  5:00 am","0.00","0.00","0.00","0.00","0.00","179.00","25.50","29.50","19.00","13.50","17.50","18.00","26.00","26.00","11.00","0.00","0.00","0.00","0.00","0.00","0.00","0.00","365.00"]
[null," 5:01 to  6:00 am","0.00","0.00","0.00","0.00","0.00","145.00","5.00","35.50","66.00","15.50","17.50","17.50","26.50","25.00","11.50","0.00","0.00","0.00","0.00","0.00","0.00","0.00","365.00"]
[null," 6:01 to  7:00 am","0.00","0.00","0.00","0.00","0.00","0.00","0.00","138.00","108.00","17.00","12.50","22.00","24.00","32.00","11.50","0.00","0.00","0.00","0.00","0.00","0.00","0.00","365.00"]
[null," 7:01 to  8:00 am","0.00","0.00","0.00","0.00","0.00","0.00","0.00","0.00","242.50","20.00","9.00","22.50","22.00","37.00","12.00","0.00","0.00","0.00","0.00","0.00","0.00","0.00","365.00"]
[null," 8:01 to  9:00 am","0.00","0.00","0.00","0.00","0.00","0.00","0.00","0.00","191.00","9.00","4.00","8.00","8.50","16.50","6.00","0.00","0.00","0.00","0.00","0.00","0.00","0.00","243.00"]
[null," 9:01 to 10:00 am","0.00","0.00","0.00","0.00","0.00","0.00","0.00","0.00","87.00","8.50","2.50","3.00","6.50","14.00","3.00","0.50","0.00","0.00","0.00","0.00","0.00","0.00","125.00"]
[null,"10:01 to 11:00 am","0.00","0.00","0.00","0.00","0.00","0.00","0.00","0.00","65.00","8.00","3.00","3.00","7.00","13.00","4.00","1.00","0.00","0.00","0.00","0.00","0.00","0.00","104.00"]
[null,"11:01 to 12:00 pm","0.00","0.00","0.00","0.00","0.00","0.00","0.00","0.00","63.00","9.00","3.00","4.00","5.50","8.00","8.50","3.00","0.00","0.00","0.00","0.00","0.00","0.00","104.00"]
[null,"12:01 to  1:00 pm","0.00","0.00","0.00","0.00","0.00","0.00","0.00","0.00","61.00","9.00","3.00","5.50","3.00","8.00","10.50","3.00","1.00","0.00","0.00","0.00","0.00","0.00","104.00"]
[null," 1:01 to  2:00 pm","0.00","0.00","0.00","0.00","0.00","0.00","0.00","0.00","70.00","9.00","10.50","6.50","6.00","11.50","8.50","9.00","3.50","0.50","0.00","0.00","0.00","0.00","135.00"]
[null," 2:01 to  3:00 pm","0.00","0.00","0.00","0.00","0.00","0.00","0.00","0.00","87.50","9.50","12.50","6.00","7.50","11.00","7.50","10.50","2.50","1.50","0.00","0.00","0.00","0.00","156.00"]
[null," 3:01 to  4:00 pm","0.00","0.00","0.00","0.00","0.00","0.00","0.00","0.00","86.00","10.50","11.00","7.50","8.00","11.00","7.00","10.00","3.50","1.50","0.00","0.00","0.00","0.00","156.00"]
[null," 4:01 to  5:00 pm","0.00","0.00","0.00","0.00","0.00","0.00","0.00","0.00","85.50","11.00","10.50","7.50","8.50","8.50","10.50","8.50","3.50","2.00","0.00","0.00","0.00","0.00","156.00"]
[null," 5:01 to  6:00 pm","0.00","0.00","0.00","0.00","0.00","0.00","0.00","0.00","124.50","24.00","20.00","11.50","24.50","18.00","25.50","14.50","12.00","3.50","0.00","0.00","0.00","0.00","278.00"]
[null," 6:01 to  7:00 pm","0.00","0.00","0.00","0.00","0.00","0.00","0.00","0.00","209.00","27.00","21.00","7.00","24.50","23.00","24.50","14.50","11.00","3.50","0.00","0.00","0.00","0.00","365.00"]
[null," 7:01 to  8:00 pm","0.00","0.00","0.00","0.00","0.00","0.00","0.00","0.00","211.50","27.50","18.00","8.00","26.50","22.50","23.50","15.00","9.50","3.00","0.00","0.00","0.00","0.00","365.00"]
[null," 8:01 to  9:00 pm","0.00","0.00","0.00","0.00","0.00","0.00","0.00","0.00","213.50","28.00","16.50","10.00","25.50","30.00","22.00","11.50","7.50","0.50","0.00","0.00","0.00","0.00","365.00"]
[null," 9:01 to 10:00 pm","0.00","0.00","0.00","0.00","0.00","0.00","0.00","0.00","220.00","28.50","11.50","16.00","20.00","22.50","23.00","14.50","9.00","0.00","0.00","0.00","0.00","0.00","365.00"]
[null,"10:01 to 11:00 pm","0.00","0.00","0.00","0.00","0.00","3.00","29.50","25.00","177.00","21.00","9.50","23.00","19.00","24.00","21.00","10.00","3.00","0.00","0.00","0.00","0.00","0.00","365.00"]
[null,"11:01 to 12:00 am","0.00","0.00","0.00","0.00","0.00","82.50","104.00","28.50","27.00","17.50","10.50","21.00","20.50","25.50","17.00","10.00","1.00","0.00","0.00","0.00","0.00","0.00","365.00"]
[null,"Total","0.00","0.00","0.00","0.00","5.00","1056.50","305.50","365.00","2510.50","377.00","285.50","300.00","408.50","491.00","331.00","151.50","68.00","16.00","0.00","0.00","0.00","0.00","6671.00"]
[]
[]
["Statistics"]
[]
[null,null,"Statistic"]
[null,"Minimum","15.99"]
[null,"Mean minus two standard deviations","14.20"]
[null,"Mean","20.12"]
[null,"Mean plus two standard deviations","26.05"]
[null,"Maximum","28.74"]
[null,"Standard deviation","2.96"]
[]
[]
["----------------------------------------------------------------------------------------------------"]
["REPORT:","ZONE MEAN AIR TEMPERATURE [C] [RT2012 BATIMENT à USAGE D'HABITATION - LOGEMENT COLLECTIF - OCCUPATION]"]
["FOR:","3EETAGE:ESCALIER"]
["Values in table are in hours."]
[]
["Time Bin Results"]
[]
[null,null,"- [hr]","1 [hr]","2 [hr]","3 [hr]","4 [hr]","5 [hr]","6 [hr]","7 [hr]","8 [hr]","9 [hr]","10 [hr]","11 [hr]","12 [hr]","13 [hr]","14 [hr]","15 [hr]","16 [hr]","17 [hr]","18 [hr]","19 [hr]","20 [hr]","- [hr]","- [hr]"]
[null,"Interval Start","less than","12.00<=","13.00<=","14.00<=","15.00<=","16.00<=","17.00<=","18.00<=","19.00<=","20.00<=","21.00<=","22.00<=","23.00<=","24.00<=","25.00<=","26.00<=","27.00<=","28.00<=","29.00<=","30.00<=","31.00<=","equal to or more than","Row"]
[null,"Interval End","12.00","13.00>","14.00>","15.00>","16.00>","17.00>","18.00>","19.00>","20.00>","21.00>","22.00>","23.00>","24.00>","25.00>","26.00>","27.00>","28.00>","29.00>","30.00>","31.00>","32.00>","32.00","Total"]
[null,"January","110.50","171.00","103.50","146.50","30.50","0.00","0.00","0.00","0.00","0.00","0.00","0.00","0.00","0.00","0.00","0.00","0.00","0.00","0.00","0.00","0.00","0.00","562.00"]
[null,"February","16.50","138.00","163.00","169.00","25.50","0.00","0.00","0.00","0.00","0.00","0.00","0.00","0.00","0.00","0.00","0.00","0.00","0.00","0.00","0.00","0.00","0.00","512.00"]
[null,"March","0.00","10.00","80.00","178.00","171.50","99.50","29.00","7.00","0.00","0.00","0.00","0.00","0.00","0.00","0.00","0.00","0.00","0.00","0.00","0.00","0.00","0.00","575.00"]
[null,"April","0.00","0.00","6.00","47.50","85.00","115.50","108.50","82.50","47.50","25.00","17.50","7.00","0.00","0.00","0.00","0.00","0.00","0.00","0.00","0.00","0.00","0.00","542.00"]
[null,"May","0.00","0.00","0.00","0.00","0.00","16.00","48.50","83.50","96.00","104.50","90.50","56.00","29.00","21.00","9.00","4.00","4.00","0.00","0.00","0.00","0.00","0.00","562.00"]
[null,"June","0.00","0.00","0.00","0.00","0.00","0.00","0.00","16.50","56.00","39.50","38.50","91.00","119.00","73.00","50.00","39.50","26.00","8.00","3.00","0.00","0.00","0.00","560.00"]
[null,"July","0.00","0.00","0.00","0.00","0.00","0.00","0.00","0.00","0.00","0.00","28.00","34.00","82.50","99.00","104.00","85.00","53.50","39.00","28.00","8.50","0.50","0.00","562.00"]
[null,"August","0.00","0.00","0.00","0.00","0.00","0.00","0.00","0.00","0.00","0.00","4.50","24.50","59.00","137.50","124.50","84.50","69.00","39.50","16.50","6.50","0.00","0.00","566.00"]
[null,"September","0.00","0.00","0.00","0.00","0.00","2.00","23.00","69.50","104.50","79.50","113.00","81.50","39.50","24.50","7.00","4.00","3.00","0.00","0.00","0.00","0.00","0.00","551.00"]
[null,"October","0.00","0.00","0.00","32.50","110.50","158.50","109.50","81.00","43.50","15.00","11.50","0.00","0.00","0.00","0.00","0.00","0.00","0.00","0.00","0.00","0.00","0.00","562.00"]
[null,"November","0.00","42.50","171.00","169.00","108.50","44.50","15.50","0.00","0.00","0.00","0.00","0.00","0.00","0.00","0.00","0.00","0.00","0.00","0.00","0.00","0.00","0.00","551.00"]
[null,"December","87.50","84.00","178.50","184.00","32.00","0.00","0.00","0.00","0.00","0.00","0.00","0.00","0.00","0.00","0.00","0.00","0.00","0.00","0.00","0.00","0.00","0.00","566.00"]
[null,"12:01 to  1:00 am","11.00","23.00","38.50","53.50","36.50","24.00","17.50","22.00","23.50","12.50","13.50","17.50","17.00","25.00","19.50","8.00","2.50","0.00","0.00","0.00","0.00","0.00","365.00"]
[null," 1:01 to  2:00 am","12.00","24.50","40.00","56.00","36.00","20.50","17.00","24.00","22.50","12.50","15.50","15.00","18.50","25.00","19.50","5.50","1.00","0.00","0.00","0.00","0.00","0.00","365.00"]
[null," 2:01 to  3:00 am","12.00","27.50","42.00","54.50","34.50","20.00","17.50","25.50","22.00","9.50","18.00","14.50","24.00","22.50","15.50","5.50","0.00","0.00","0.00","0.00","0.00","0.00","365.00"]
[null," 3:01 to  4:00 am","13.50","31.00","46.50","52.00","30.50","20.00","19.00","25.50","18.50","10.00","20.00","14.50","24.50","24.00","11.50","4.00","0.00","0.00","0.00","0.00","0.00","0.00","365.00"]
[null," 4:01 to  5:00 am","15.00","32.00","51.50","48.50","28.00","23.50","20.00","22.50","17.00","10.50","19.50","13.50","28.50","23.50","8.50","3.00","0.00","0.00","0.00","0.00","0.00","0.00","365.00"]
[null," 5:01 to  6:00 am","16.50","33.50","50.00","51.50","26.50","22.00","22.00","21.00","16.00","9.50","19.50","15.00","28.50","23.50","7.50","2.50","0.00","0.00","0.00","0.00","0.00","0.00","365.00"]
[null," 6:01 to  7:00 am","16.50","36.50","49.00","54.00","23.00","21.50","20.50","18.50","16.50","11.00","15.00","16.50","26.00","25.50","11.50","3.50","0.00","0.00","0.00","0.00","0.00","0.00","365.00"]
[null," 7:01 to  8:00 am","18.00","38.00","45.50","52.00","23.00","18.00","18.50","20.00","17.50","12.50","14.50","17.00","17.00","27.00","18.50","7.00","1.00","0.00","0.00","0.00","0.00","0.00","365.00"]
[null," 8:01 to  9:00 am","17.00","37.00","39.50","44.00","19.00","10.00","7.00","10.50","6.50","6.50","7.50","3.50","9.50","8.00","10.00","5.50","2.00","0.00","0.00","0.00","0.00","0.00","243.00"]
[null," 9:01 to 10:00 am","6.00","11.50","21.00","16.00","10.50","8.00","3.00","7.00","4.50","4.50","5.00","3.00","3.50","5.00","8.50","6.00","2.00","0.00","0.00","0.00","0.00","0.00","125.00"]
[null,"10:01 to 11:00 am","5.00","4.00","11.50","12.50","5.00","10.50","4.00","3.00","7.50","5.00","6.00","3.00","2.50","4.50","5.50","8.00","5.50","1.00","0.00","0.00","0.00","0.00","104.00"]
[null,"11:01 to 12:00 pm","3.00","3.00","9.50","13.00","6.00","10.50","5.50","4.00","4.00","8.00","4.50","5.00","1.00","3.50","6.00","5.50","8.00","3.50","0.50","0.00","0.00","0.00","104.00"]
[null,"12:01 to  1:00 pm","2.00","3.50","4.50","17.50","5.00","8.00","8.00","5.50","2.50","4.50","8.50","4.50","3.00","1.50","5.00","5.50","7.00","6.50","1.50","0.00","0.00","0.00","104.00"]
[null," 1:01 to  2:00 pm","2.00","3.00","3.50","17.00","6.50","7.00","13.00","4.00","5.00","5.50","14.00","5.50","8.00","4.00","4.50","7.50","10.00","7.50","5.50","2.00","0.00","0.00","135.00"]
[null," 2:01 to  3:00 pm","2.00","4.00","8.00","21.00","14.50","8.00","13.50","5.00","6.00","3.50","9.50","12.00","5.50","6.50","4.50","5.00","12.00","7.00","6.50","2.00","0.00","0.00","156.00"]
[null," 3:01 to  4:00 pm","2.00","4.00","9.00","19.50","15.00","9.50","12.50","6.50","4.00","4.50","7.50","13.00","6.00","7.00","4.50","4.00","10.50","8.00","6.50","2.00","0.50","0.00","156.00"]
[null," 4:01 to  5:00 pm","2.00","4.00","12.00","22.00","10.50","12.50","9.50","6.00","4.00","6.00","10.00","9.00","7.00","7.00","3.50","7.00","7.50","9.00","5.50","2.00","0.00","0.00","156.00"]
[null," 5:01 to  6:00 pm","2.50","6.00","10.50","23.00","14.00","19.50","18.50","9.00","15.50","17.00","20.00","13.00","18.50","11.50","12.00","17.50","18.50","15.50","10.50","5.50","0.00","0.00","278.00"]
[null," 6:01 to  7:00 pm","8.00","17.00","33.50","44.50","34.50","30.00","18.00","12.50","15.00","21.00","19.00","13.00","13.50","12.50","10.00","22.00","19.50","12.50","7.50","1.50","0.00","0.00","365.00"]
[null," 7:01 to  8:00 pm","9.00","17.00","34.50","48.00","37.00","28.00","14.50","15.50","18.50","24.00","10.50","17.50","12.00","11.50","17.50","20.00","17.00","9.50","3.50","0.00","0.00","0.00","365.00"]
[null," 8:01 to  9:00 pm","9.50","17.50","36.00","51.00","34.50","29.00","13.00","16.00","24.00","20.00","13.00","12.00","16.00","16.00","21.00","19.50","11.50","5.50","0.00","0.00","0.00","0.00","365.00"]
[null," 9:01 to 10:00 pm","9.00","22.00","35.50","50.50","37.00","27.00","13.00","17.00","27.00","15.00","11.50","17.00","13.00","16.50","26.00","17.00","10.00","1.00","0.00","0.00","0.00","0.00","365.00"]
[null,"10:01 to 11:00 pm","9.50","23.50","35.50","51.50","37.00","26.00","14.00","18.50","25.00","17.00","10.50","19.00","11.50","21.50","21.50","16.50","7.00","0.00","0.00","0.00","0.00","0.00","365.00"]
[null,"11:01 to 12:00 am","11.50","22.50","35.00","53.50","39.50","23.00","15.00","21.00","25.00","13.50","11.00","20.50","14.50","22.50","22.50","11.50","3.00","0.00","0.00","0.00","0.00","0.00","365.00"]
[null,"Total","214.50","445.50","702.00","926.50","563.50","436.00","334.00","340.00","347.50","263.50","303.50","294.00","329.00","355.00","294.50","217.00","155.50","86.50","47.50","15.00","0.50","0.00","6671.00"]
[]
[]
["Statistics"]
[]
[null,null,"Statistic"]
[null,"Minimum","10.21"]
[null,"Mean minus two standard deviations","8.79"]
[null,"Mean","18.37"]
[null,"Mean plus two standard deviations","27.96"]
[null,"Maximum","31.01"]
[null,"Standard deviation","4.79"]
[]
[]
["----------------------------------------------------------------------------------------------------"]
["REPORT:","ZONE MEAN RADIANT TEMPERATURE [C] [RT2012 BATIMENT à USAGE D'HABITATION - LOGEMENT COLLECTIF - OCCUPATION]"]
["FOR:","3EETAGE:ESCALIER"]
["Values in table are in hours."]
[]
["Time Bin Results"]
[]
[null,null,"- [hr]","1 [hr]","2 [hr]","3 [hr]","4 [hr]","5 [hr]","6 [hr]","7 [hr]","8 [hr]","9 [hr]","10 [hr]","11 [hr]","12 [hr]","13 [hr]","14 [hr]","15 [hr]","16 [hr]","17 [hr]","18 [hr]","19 [hr]","20 [hr]","- [hr]","- [hr]"]
[null,"Interval Start","less than","12.00<=","13.00<=","14.00<=","15.00<=","16.00<=","17.00<=","18.00<=","19.00<=","20.00<=","21.00<=","22.00<=","23.00<=","24.00<=","25.00<=","26.00<=","27.00<=","28.00<=","29.00<=","30.00<=","31.00<=","equal to or more than","Row"]
[null,"Interval End","12.00","13.00>","14.00>","15.00>","16.00>","17.00>","18.00>","19.00>","20.00>","21.00>","22.00>","23.00>","24.00>","25.00>","26.00>","27.00>","28.00>","29.00>","30.00>","31.00>","32.00>","32.00","Total"]
[null,"January","0.00","15.00","102.00","220.50","159.00","65.50","0.00","0.00","0.00","0.00","0.00","0.00","0.00","0.00","0.00","0.00","0.00","0.00","0.00","0.00","0.00","0.00","562.00"]
[null,"February","0.00","0.00","4.50","173.50","266.00","65.00","3.00","0.00","0.00","0.00","0.00","0.00","0.00","0.00","0.00","0.00","0.00","0.00","0.00","0.00","0.00","0.00","512.00"]
[null,"March","0.00","0.00","0.00","18.50","112.50","228.50","165.50","47.00","3.00","0.00","0.00","0.00","0.00","0.00","0.00","0.00","0.00","0.00","0.00","0.00","0.00","0.00","575.00"]
[null,"April","0.00","0.00","0.00","0.00","7.00","66.00","120.00","118.50","113.00","68.00","33.00","16.50","0.00","0.00","0.00","0.00","0.00","0.00","0.00","0.00","0.00","0.00","542.00"]
[null,"May","0.00","0.00","0.00","0.00","0.00","0.00","0.50","27.50","84.50","105.50","104.00","97.50","65.50","37.00","25.00","10.50","4.50","0.00","0.00","0.00","0.00","0.00","562.00"]
[null,"June","0.00","0.00","0.00","0.00","0.00","0.00","0.00","0.00","0.00","36.00","67.00","37.50","69.50","98.00","105.50","64.50","48.00","23.00","11.00","0.00","0.00","0.00","560.00"]
[null,"July","0.00","0.00","0.00","0.00","0.00","0.00","0.00","0.00","0.00","0.00","0.00","3.50","42.50","58.50","80.50","113.50","121.00","75.50","47.00","15.50","4.50","0.00","562.00"]
[null,"August","0.00","0.00","0.00","0.00","0.00","0.00","0.00","0.00","0.00","0.00","0.00","0.00","9.00","34.50","103.00","158.00","123.00","94.00","32.50","12.00","0.00","0.00","566.00"]
[null,"September","0.00","0.00","0.00","0.00","0.00","0.00","0.00","5.50","66.50","101.00","90.00","117.50","93.00","46.50","21.50","6.00","3.50","0.00","0.00","0.00","0.00","0.00","551.00"]
[null,"October","0.00","0.00","0.00","0.00","0.00","72.00","222.00","98.50","84.50","63.50","19.50","2.00","0.00","0.00","0.00","0.00","0.00","0.00","0.00","0.00","0.00","0.00","562.00"]
[null,"November","0.00","0.00","0.00","95.00","210.00","165.00","66.00","15.00","0.00","0.00","0.00","0.00","0.00","0.00","0.00","0.00","0.00","0.00","0.00","0.00","0.00","0.00","551.00"]
[null,"December","0.00","4.00","87.00","159.00","272.50","43.50","0.00","0.00","0.00","0.00","0.00","0.00","0.00","0.00","0.00","0.00","0.00","0.00","0.00","0.00","0.00","0.00","566.00"]
[null,"12:01 to  1:00 am","0.00","1.00","9.50","35.50","55.50","45.00","36.00","11.00","24.50","22.50","18.00","10.00","14.50","17.00","18.00","25.00","18.50","3.50","0.00","0.00","0.00","0.00","365.00"]
[null," 1:01 to  2:00 am","0.00","1.00","11.00","35.50","59.00","44.00","34.50","11.50","25.50","22.00","15.00","11.50","15.50","19.00","16.50","26.00","15.00","2.50","0.00","0.00","0.00","0.00","365.00"]
[null," 2:01 to  3:00 am","0.00","1.00","11.00","39.50","59.50","46.00","28.50","14.00","25.50","20.50","15.00","13.00","16.00","18.00","24.50","19.00","12.00","2.00","0.00","0.00","0.00","0.00","365.00"]
[null," 3:01 to  4:00 am","0.00","1.00","11.00","43.00","61.50","43.00","27.00","16.00","25.50","19.00","15.50","14.50","16.00","18.00","25.50","19.50","8.00","1.00","0.00","0.00","0.00","0.00","365.00"]
[null," 4:01 to  5:00 am","0.00","1.00","12.00","44.50","65.00","39.00","26.50","15.00","25.00","23.00","12.50","16.00","16.00","17.00","26.50","17.00","9.00","0.00","0.00","0.00","0.00","0.00","365.00"]
[null," 5:01 to  6:00 am","0.00","2.50","12.00","48.00","63.50","38.00","27.00","16.00","21.50","22.50","12.50","14.50","17.50","18.00","26.50","17.50","7.50","0.00","0.00","0.00","0.00","0.00","365.00"]
[null," 6:01 to  7:00 am","0.00","3.00","12.00","51.00","63.00","37.50","23.50","16.50","23.50","18.50","12.00","14.00","17.00","16.00","22.50","24.00","9.50","1.50","0.00","0.00","0.00","0.00","365.00"]
[null," 7:01 to  8:00 am","0.00","3.00","13.00","53.00","60.00","35.00","23.00","13.50","26.00","17.50","13.50","12.50","11.50","18.00","19.50","26.50","15.50","4.00","0.00","0.00","0.00","0.00","365.00"]
[null," 8:01 to  9:00 am","0.00","3.50","11.50","52.50","53.50","27.00","16.50","5.50","9.50","9.50","6.50","6.00","4.50","8.00","6.00","11.50","8.00","3.00","0.50","0.00","0.00","0.00","243.00"]
[null," 9:01 to 10:00 am","0.00","1.00","5.00","17.00","25.00","11.00","12.00","4.00","4.00","5.50","7.00","5.00","2.50","2.50","6.00","3.50","11.50","2.50","0.00","0.00","0.00","0.00","125.00"]
[null,"10:01 to 11:00 am","0.00","1.00","4.00","3.50","22.00","3.50","12.00","5.50","3.50","6.50","6.50","6.50","3.00","1.00","6.50","2.50","9.00","7.50","0.00","0.00","0.00","0.00","104.00"]
[null,"11:01 to 12:00 pm","0.00","0.00","3.00","4.00","19.00","6.50","9.00","9.00","2.50","5.50","7.00","6.00","4.50","2.00","2.50","6.50","4.50","9.50","3.00","0.00","0.00","0.00","104.00"]
[null,"12:01 to  1:00 pm","0.00","0.00","2.00","5.00","13.50","10.00","6.50","11.00","4.00","4.50","5.00","8.50","6.00","1.50","2.50","6.50","2.00","10.00","5.50","0.00","0.00","0.00","104.00"]
[null," 1:01 to  2:00 pm","0.00","0.00","2.00","5.00","10.50","12.50","7.50","14.00","4.50","5.00","7.50","12.00","7.00","6.50","5.00","3.50","8.50","12.00","7.50","4.00","0.50","0.00","135.00"]
[null," 2:01 to  3:00 pm","0.00","0.00","2.00","9.00","16.00","20.00","9.50","15.00","5.50","5.00","7.50","10.50","8.50","6.50","5.50","2.50","9.00","9.00","10.00","4.00","1.00","0.00","156.00"]
[null," 3:01 to  4:00 pm","0.00","0.00","2.00","9.00","18.50","19.00","9.50","14.50","4.50","5.00","8.00","10.00","10.00","5.00","6.00","3.00","8.00","8.50","9.50","5.00","1.00","0.00","156.00"]
[null," 4:01 to  5:00 pm","0.00","0.00","2.00","9.50","21.50","16.00","13.00","12.00","5.50","3.00","8.50","10.00","9.50","4.50","7.00","2.00","8.50","10.00","9.50","3.00","1.00","0.00","156.00"]
[null," 5:01 to  6:00 pm","0.00","0.00","4.50","7.50","25.50","14.50","18.50","22.50","10.00","15.50","23.00","17.00","16.00","11.00","13.50","13.00","18.00","20.00","20.00","7.00","1.00","0.00","278.00"]
[null," 6:01 to  7:00 pm","0.00","0.00","10.00","29.00","51.00","33.00","41.00","19.50","9.50","23.50","20.50","14.50","14.00","12.50","12.50","16.00","17.00","24.50","14.00","3.00","0.00","0.00","365.00"]
[null," 7:01 to  8:00 pm","0.00","0.00","10.00","31.00","50.50","40.00","40.50","15.00","13.50","22.50","20.50","15.50","13.00","14.00","13.00","14.50","23.50","20.00","6.50","1.50","0.00","0.00","365.00"]
[null," 8:01 to  9:00 pm","0.00","0.00","11.00","31.00","52.50","40.50","40.50","13.00","16.50","23.50","20.00","14.50","11.50","15.50","16.50","16.00","23.50","16.00","3.00","0.00","0.00","0.00","365.00"]
[null," 9:01 to 10:00 pm","0.00","0.00","11.00","33.50","51.50","40.00","41.00","12.50","18.50","26.50","17.00","12.00","14.00","15.00","17.50","24.50","17.50","12.00","1.00","0.00","0.00","0.00","365.00"]
[null,"10:01 to 11:00 pm","0.00","0.00","11.00","34.00","55.50","41.00","38.00","13.00","20.50","24.00","17.50","10.50","15.50","14.00","18.00","26.00","17.50","8.50","0.50","0.00","0.00","0.00","365.00"]
[null,"11:01 to 12:00 am","0.00","0.00","11.00","36.00","54.00","43.50","36.00","12.50","22.50","23.50","17.50","10.00","16.00","14.00","18.00","26.50","19.00","5.00","0.00","0.00","0.00","0.00","365.00"]
[null,"Total","0.00","19.00","193.50","666.50","1027.00","705.50","577.00","312.00","351.50","374.00","313.50","274.50","279.50","274.50","335.50","352.50","300.00","192.50","90.50","27.50","4.50","0.00","6671.00"]
[]
[]
["Statistics"]
[]
[null,null,"Statistic"]
[null,"Minimum","12.53"]
[null,"Mean minus two standard deviations","10.57"]
[null,"Mean","19.78"]
[null,"Mean plus two standard deviations","28.99"]
[null,"Maximum","31.41"]
[null,"Standard deviation","4.60"]
[]
[]
["----------------------------------------------------------------------------------------------------"]
["REPORT:","ZONE OPERATIVE TEMPERATURE [C] [RT2012 BATIMENT à USAGE D'HABITATION - LOGEMENT COLLECTIF - OCCUPATION]"]
["FOR:","3EETAGE:ESCALIER"]
["Values in table are in hours."]
[]
["Time Bin Results"]
[]
[null,null,"- [hr]","1 [hr]","2 [hr]","3 [hr]","4 [hr]","5 [hr]","6 [hr]","7 [hr]","8 [hr]","9 [hr]","10 [hr]","11 [hr]","12 [hr]","13 [hr]","14 [hr]","15 [hr]","16 [hr]","17 [hr]","18 [hr]","19 [hr]","20 [hr]","- [hr]","- [hr]"]
[null,"Interval Start","less than","12.00<=","13.00<=","14.00<=","15.00<=","16.00<=","17.00<=","18.00<=","19.00<=","20.00<=","21.00<=","22.00<=","23.00<=","24.00<=","25.00<=","26.00<=","27.00<=","28.00<=","29.00<=","30.00<=","31.00<=","equal to or more than","Row"]
[null,"Interval End","12.00","13.00>","14.00>","15.00>","16.00>","17.00>","18.00>","19.00>","20.00>","21.00>","22.00>","23.00>","24.00>","25.00>","26.00>","27.00>","28.00>","29.00>","30.00>","31.00>","32.00>","32.00","Total"]
[null,"January","21.00","94.00","190.00","122.50","133.00","1.50","0.00","0.00","0.00","0.00","0.00","0.00","0.00","0.00","0.00","0.00","0.00","0.00","0.00","0.00","0.00","0.00","562.00"]
[null,"February","0.00","10.50","159.00","201.50","136.50","4.50","0.00","0.00","0.00","0.00","0.00","0.00","0.00","0.00","0.00","0.00","0.00","0.00","0.00","0.00","0.00","0.00","512.00"]
[null,"March","0.00","0.00","15.50","92.50","203.00","182.50","60.00","21.50","0.00","0.00","0.00","0.00","0.00","0.00","0.00","0.00","0.00","0.00","0.00","0.00","0.00","0.00","575.00"]
[null,"April","0.00","0.00","0.00","6.00","56.50","105.00","118.50","107.00","77.50","36.50","22.50","12.50","0.00","0.00","0.00","0.00","0.00","0.00","0.00","0.00","0.00","0.00","542.00"]
[null,"May","0.00","0.00","0.00","0.00","0.00","0.00","21.00","62.00","104.00","96.00","102.00","81.00","45.00","28.00","11.00","7.50","4.50","0.00","0.00","0.00","0.00","0.00","562.00"]
[null,"June","0.00","0.00","0.00","0.00","0.00","0.00","0.00","0.00","25.00","64.50","33.50","52.50","103.00","107.00","71.50","48.00","35.50","15.00","4.50","0.00","0.00","0.00","560.00"]
[null,"July","0.00","0.00","0.00","0.00","0.00","0.00","0.00","0.00","0.00","0.00","1.50","34.00","46.00","80.00","109.50","111.00","82.00","50.00","35.50","11.00","1.50","0.00","562.00"]
[null,"August","0.00","0.00","0.00","0.00","0.00","0.00","0.00","0.00","0.00","0.00","0.00","7.00","28.50","76.00","155.50","125.00","85.50","60.50","20.00","8.00","0.00","0.00","566.00"]
[null,"September","0.00","0.00","0.00","0.00","0.00","0.00","3.00","44.50","81.00","103.00","93.50","104.50","67.00","35.50","11.50","4.00","3.50","0.00","0.00","0.00","0.00","0.00","551.00"]
[null,"October","0.00","0.00","0.00","0.00","42.50","154.50","165.50","82.00","75.00","27.50","15.00","0.00","0.00","0.00","0.00","0.00","0.00","0.00","0.00","0.00","0.00","0.00","562.00"]
[null,"November","0.00","0.00","56.50","200.50","179.00","75.00","37.50","2.50","0.00","0.00","0.00","0.00","0.00","0.00","0.00","0.00","0.00","0.00","0.00","0.00","0.00","0.00","551.00"]
[null,"December","7.50","83.00","99.50","257.00","112.50","6.50","0.00","0.00","0.00","0.00","0.00","0.00","0.00","0.00","0.00","0.00","0.00","0.00","0.00","0.00","0.00","0.00","566.00"]
[null,"12:01 to  1:00 am","1.00","10.00","27.50","49.00","49.50","37.50","17.50","15.50","28.00","19.50","10.00","16.00","14.50","19.00","26.00","16.00","8.50","0.00","0.00","0.00","0.00","0.00","365.00"]
[null," 1:01 to  2:00 am","1.00","11.00","30.50","49.00","52.00","34.00","17.00","17.50","26.00","18.50","9.00","17.00","14.00","21.00","25.50","18.00","4.00","0.00","0.00","0.00","0.00","0.00","365.00"]
[null," 2:01 to  3:00 am","1.00","11.00","35.50","48.50","51.50","32.50","15.50","21.50","24.00","18.50","7.50","18.50","15.50","24.00","23.50","14.50","2.00","0.00","0.00","0.00","0.00","0.00","365.00"]
[null," 3:01 to  4:00 am","1.00","11.00","39.00","51.50","49.00","28.50","18.00","25.50","19.50","17.00","10.00","18.50","17.00","24.00","23.50","10.00","2.00","0.00","0.00","0.00","0.00","0.00","365.00"]
[null," 4:01 to  5:00 am","2.00","11.50","38.00","54.50","51.00","25.00","20.00","24.50","21.00","13.50","14.00","16.00","18.00","27.00","19.50","8.00","1.50","0.00","0.00","0.00","0.00","0.00","365.00"]
[null," 5:01 to  6:00 am","3.00","12.00","39.00","56.50","48.50","25.50","19.50","23.50","21.00","13.00","12.00","17.00","18.50","26.50","20.50","9.00","0.00","0.00","0.00","0.00","0.00","0.00","365.00"]
[null," 6:01 to  7:00 am","3.50","13.50","38.50","60.50","45.00","24.00","18.50","22.00","20.00","12.50","12.00","16.50","17.00","24.00","24.50","10.00","3.00","0.00","0.00","0.00","0.00","0.00","365.00"]
[null," 7:01 to  8:00 am","4.00","13.50","40.00","58.50","44.00","22.00","15.50","21.00","19.50","18.00","11.00","12.50","18.00","16.50","27.00","18.50","5.00","0.50","0.00","0.00","0.00","0.00","365.00"]
[null," 8:01 to  9:00 am","4.00","12.50","41.50","50.00","36.50","18.00","5.50","9.00","9.00","8.00","4.00","7.00","5.50","8.00","10.50","9.00","4.00","1.00","0.00","0.00","0.00","0.00","243.00"]
[null," 9:01 to 10:00 am","1.50","4.50","14.50","25.00","10.50","12.00","6.50","2.00","7.50","5.00","6.50","2.50","3.00","5.00","3.50","10.50","5.00","0.00","0.00","0.00","0.00","0.00","125.00"]
[null,"10:01 to 11:00 am","1.00","4.00","3.50","16.50","8.00","9.50","8.00","3.00","6.50","6.50","4.00","5.00","2.00","3.00","6.50","5.50","8.50","3.00","0.00","0.00","0.00","0.00","104.00"]
[null,"11:01 to 12:00 pm","0.50","2.50","3.50","12.50","12.50","5.00","11.00","4.50","4.00","5.50","6.50","6.00","3.00","1.50","7.00","2.00","10.00","6.00","0.50","0.00","0.00","0.00","104.00"]
[null,"12:01 to  1:00 pm","0.00","2.00","4.00","9.50","14.00","4.00","12.50","5.00","4.00","4.00","8.00","4.00","5.50","1.00","4.00","5.50","5.00","9.00","3.00","0.00","0.00","0.00","104.00"]
[null," 1:01 to  2:00 pm","0.00","2.00","4.00","6.50","16.00","5.50","12.50","7.50","5.50","3.00","11.50","10.00","7.00","6.00","5.00","6.00","8.50","9.50","7.00","2.00","0.00","0.00","135.00"]
[null," 2:01 to  3:00 pm","0.00","2.00","4.00","11.00","26.50","7.50","13.00","11.00","4.00","3.50","9.50","11.50","7.50","6.50","4.50","4.50","10.50","9.00","6.50","3.00","0.50","0.00","156.00"]
[null," 3:01 to  4:00 pm","0.00","2.00","5.00","14.50","24.50","4.50","16.50","9.00","3.50","3.00","9.50","11.50","7.50","7.00","4.00","4.00","10.50","9.50","5.50","3.50","1.00","0.00","156.00"]
[null," 4:01 to  5:00 pm","0.00","2.00","7.00","15.50","23.50","5.50","16.00","7.00","4.50","5.00","8.00","10.50","7.00","8.00","3.50","3.00","12.00","8.50","7.00","2.50","0.00","0.00","156.00"]
[null," 5:01 to  6:00 pm","0.00","3.00","7.00","17.00","22.00","11.50","24.50","14.00","9.00","20.00","21.00","15.50","14.50","13.50","11.50","15.50","16.00","21.50","15.50","5.50","0.00","0.00","278.00"]
[null," 6:01 to  7:00 pm","0.00","9.50","19.00","44.50","43.50","31.50","30.00","10.00","17.50","18.00","23.00","11.50","15.00","13.00","11.50","18.00","20.00","18.00","9.50","2.00","0.00","0.00","365.00"]
[null," 7:01 to  8:00 pm","1.00","9.00","20.00","47.50","44.50","33.00","27.00","10.00","19.50","25.00","15.50","11.50","13.00","14.00","15.00","19.50","21.00","13.50","5.00","0.50","0.00","0.00","365.00"]
[null," 8:01 to  9:00 pm","1.00","9.00","22.00","47.50","45.50","37.00","22.50","11.50","20.50","23.50","16.00","10.50","19.00","10.50","18.00","24.50","16.50","9.50","0.50","0.00","0.00","0.00","365.00"]
[null," 9:01 to 10:00 pm","1.00","9.50","25.50","44.00","47.00","38.50","20.50","13.50","21.00","25.00","13.50","13.50","16.00","14.00","18.00","24.50","16.00","4.00","0.00","0.00","0.00","0.00","365.00"]
[null,"10:01 to 11:00 pm","1.00","10.00","26.50","44.00","48.00","39.00","19.50","15.50","23.00","21.50","14.00","13.50","16.00","16.00","22.00","21.50","12.00","2.00","0.00","0.00","0.00","0.00","365.00"]
[null,"11:01 to 12:00 am","1.00","10.50","25.50","46.50","50.00","38.50","18.50","16.00","24.50","20.50","12.00","15.50","15.50","17.50","24.50","18.00","9.50","1.00","0.00","0.00","0.00","0.00","365.00"]
[null,"Total","28.50","187.50","520.50","880.00","863.00","529.50","405.50","319.50","362.50","327.50","268.00","291.50","289.50","326.50","359.00","295.50","211.00","125.50","60.00","19.00","1.50","0.00","6671.00"]
[]
[]
["Statistics"]
[]
[null,null,"Statistic"]
[null,"Minimum","11.37"]
[null,"Mean minus two standard deviations","9.69"]
[null,"Mean","19.07"]
[null,"Mean plus two standard deviations","28.46"]
[null,"Maximum","31.21"]
[null,"Standard deviation","4.69"]
[]
[]
["----------------------------------------------------------------------------------------------------"]
["REPORT:","ZONE MEAN AIR TEMPERATURE [C] [RT2012 BATIMENT à USAGE D'HABITATION - LOGEMENT COLLECTIF - OCCUPATION]"]
["FOR:","1ERETAGE:APPARTEMENTS"]
["Values in table are in hours."]
[]
["Time Bin Results"]
[]
[null,null,"- [hr]","1 [hr]","2 [hr]","3 [hr]","4 [hr]","5 [hr]","6 [hr]","7 [hr]","8 [hr]","9 [hr]","10 [hr]","11 [hr]","12 [hr]","13 [hr]","14 [hr]","15 [hr]","16 [hr]","17 [hr]","18 [hr]","19 [hr]","20 [hr]","- [hr]","- [hr]"]
[null,"Interval Start","less than","12.00<=","13.00<=","14.00<=","15.00<=","16.00<=","17.00<=","18.00<=","19.00<=","20.00<=","21.00<=","22.00<=","23.00<=","24.00<=","25.00<=","26.00<=","27.00<=","28.00<=","29.00<=","30.00<=","31.00<=","equal to or more than","Row"]
[null,"Interval End","12.00","13.00>","14.00>","15.00>","16.00>","17.00>","18.00>","19.00>","20.00>","21.00>","22.00>","23.00>","24.00>","25.00>","26.00>","27.00>","28.00>","29.00>","30.00>","31.00>","32.00>","32.00","Total"]
[null,"January","0.00","0.00","0.00","58.00","123.00","30.50","5.50","0.00","117.00","224.00","4.00","0.00","0.00","0.00","0.00","0.00","0.00","0.00","0.00","0.00","0.00","0.00","562.00"]
[null,"February","0.00","0.00","0.00","75.50","95.50","20.50","4.50","0.00","161.50","154.50","0.00","0.00","0.00","0.00","0.00","0.00","0.00","0.00","0.00","0.00","0.00","0.00","512.00"]
[null,"March","0.00","0.00","0.00","58.50","93.50","51.00","14.00","0.00","265.00","93.00","0.00","0.00","0.00","0.00","0.00","0.00","0.00","0.00","0.00","0.00","0.00","0.00","575.00"]
[null,"April","0.00","0.00","0.00","23.00","46.00","60.50","52.50","72.50","194.50","70.50","20.50","2.00","0.00","0.00","0.00","0.00","0.00","0.00","0.00","0.00","0.00","0.00","542.00"]
[null,"May","0.00","0.00","0.00","0.00","2.50","20.50","43.50","93.50","142.50","108.50","72.50","37.50","30.50","4.00","6.50","0.00","0.00","0.00","0.00","0.00","0.00","0.00","562.00"]
[null,"June","0.00","0.00","0.00","0.00","0.00","0.00","17.50","40.50","42.50","44.00","122.00","106.00","111.50","55.00","16.50","4.00","0.50","0.00","0.00","0.00","0.00","0.00","560.00"]
[null,"July","0.00","0.00","0.00","0.00","0.00","0.00","0.00","0.00","0.00","27.00","43.00","78.00","183.00","100.50","48.00","38.00","24.50","20.00","0.00","0.00","0.00","0.00","562.00"]
[null,"August","0.00","0.00","0.00","0.00","0.00","0.00","0.00","0.00","0.00","3.00","21.00","61.00","202.00","142.50","48.00","39.50","32.50","13.00","3.50","0.00","0.00","0.00","566.00"]
[null,"September","0.00","0.00","0.00","0.00","0.00","2.00","20.00","51.50","93.50","94.00","120.50","60.50","84.50","11.00","7.50","6.00","0.00","0.00","0.00","0.00","0.00","0.00","551.00"]
[null,"October","0.00","0.00","0.00","3.50","39.50","53.00","62.50","78.00","253.00","39.00","22.50","11.00","0.00","0.00","0.00","0.00","0.00","0.00","0.00","0.00","0.00","0.00","562.00"]
[null,"November","0.00","0.00","0.00","46.00","95.00","54.00","15.00","0.00","226.00","115.00","0.00","0.00","0.00","0.00","0.00","0.00","0.00","0.00","0.00","0.00","0.00","0.00","551.00"]
[null,"December","0.00","0.00","0.00","57.50","124.00","29.00","6.50","0.00","163.50","183.50","2.00","0.00","0.00","0.00","0.00","0.00","0.00","0.00","0.00","0.00","0.00","0.00","566.00"]
[null,"12:01 to  1:00 am","0.00","0.00","0.00","44.00","82.50","53.00","30.50","26.50","22.50","10.00","26.50","26.00","24.00","13.50","5.00","1.00","0.00","0.00","0.00","0.00","0.00","0.00","365.00"]
[null," 1:01 to  2:00 am","0.00","0.00","0.00","66.00","79.50","41.00","29.00","24.50","22.00","13.00","24.00","24.50","27.50","10.00","3.50","0.50","0.00","0.00","0.00","0.00","0.00","0.00","365.00"]
[null," 2:01 to  3:00 am","0.00","0.00","0.00","63.50","89.00","37.50","31.00","23.00","18.50","16.00","23.50","25.00","27.50","8.50","2.00","0.00","0.00","0.00","0.00","0.00","0.00","0.00","365.00"]
[null," 3:01 to  4:00 am","0.00","0.00","0.00","61.50","98.50","36.00","31.00","21.50","15.50","21.00","23.00","21.50","26.50","7.00","2.00","0.00","0.00","0.00","0.00","0.00","0.00","0.00","365.00"]
[null," 4:01 to  5:00 am","0.00","0.00","0.00","51.50","112.50","34.00","33.00","20.50","14.50","20.00","26.00","19.00","29.00","5.00","0.00","0.00","0.00","0.00","0.00","0.00","0.00","0.00","365.00"]
[null," 5:01 to  6:00 am","0.00","0.00","0.00","26.50","111.00","11.50","1.50","41.00","54.50","38.00","23.50","20.50","35.50","1.50","0.00","0.00","0.00","0.00","0.00","0.00","0.00","0.00","365.00"]
[null," 6:01 to  7:00 am","0.00","0.00","0.00","0.00","0.00","0.00","0.00","33.00","62.00","167.50","29.00","25.50","40.50","7.50","0.00","0.00","0.00","0.00","0.00","0.00","0.00","0.00","365.00"]
[null," 7:01 to  8:00 am","0.00","0.00","0.00","0.00","0.00","0.00","0.00","28.50","68.00","166.00","20.00","25.50","47.50","9.50","0.00","0.00","0.00","0.00","0.00","0.00","0.00","0.00","365.00"]
[null," 8:01 to  9:00 am","0.00","0.00","0.00","0.00","0.00","0.00","0.00","10.00","45.50","146.00","8.50","7.00","20.50","4.50","1.00","0.00","0.00","0.00","0.00","0.00","0.00","0.00","243.00"]
[null," 9:01 to 10:00 am","0.00","0.00","0.00","0.00","0.00","0.00","0.00","4.00","32.00","59.00","4.00","3.50","16.00","5.50","0.50","0.50","0.00","0.00","0.00","0.00","0.00","0.00","125.00"]
[null,"10:01 to 11:00 am","0.00","0.00","0.00","0.00","0.00","0.00","0.00","2.00","30.50","37.00","5.00","6.00","11.00","10.00","1.50","0.50","0.50","0.00","0.00","0.00","0.00","0.00","104.00"]
[null,"11:01 to 12:00 pm","0.00","0.00","0.00","0.00","0.00","0.00","0.00","1.50","35.00","31.00","5.50","6.50","9.00","9.50","2.50","2.00","1.50","0.00","0.00","0.00","0.00","0.00","104.00"]
[null,"12:01 to  1:00 pm","0.00","0.00","0.00","0.00","0.00","0.00","0.00","1.00","38.00","25.50","7.50","4.50","7.50","11.50","3.00","3.50","2.00","0.00","0.00","0.00","0.00","0.00","104.00"]
[null," 1:01 to  2:00 pm","0.00","0.00","0.00","0.00","0.00","0.00","0.00","1.00","50.50","25.00","12.00","5.00","14.50","10.50","5.00","7.00","2.50","2.00","0.00","0.00","0.00","0.00","135.00"]
[null," 2:01 to  3:00 pm","0.00","0.00","0.00","0.00","0.00","0.00","0.00","1.00","62.50","30.50","11.50","8.50","12.00","12.00","3.50","9.00","2.50","3.00","0.00","0.00","0.00","0.00","156.00"]
[null," 3:01 to  4:00 pm","0.00","0.00","0.00","0.00","0.00","0.00","0.00","1.00","66.00","24.50","13.00","8.00","11.00","13.00","4.50","6.50","4.50","3.50","0.50","0.00","0.00","0.00","156.00"]
[null," 4:01 to  5:00 pm","0.00","0.00","0.00","0.00","0.00","0.00","0.00","1.00","64.00","27.00","11.00","9.00","12.50","10.50","7.50","4.50","5.50","2.50","1.00","0.00","0.00","0.00","156.00"]
[null," 5:01 to  6:00 pm","0.00","0.00","0.00","0.00","0.00","0.00","0.00","7.00","98.00","36.50","22.00","13.50","35.50","19.50","14.00","14.50","9.50","7.00","1.00","0.00","0.00","0.00","278.00"]
[null," 6:01 to  7:00 pm","0.00","0.00","0.00","0.00","0.00","0.00","0.00","5.50","157.00","65.00","23.00","10.50","40.00","22.00","16.00","10.00","8.00","7.00","1.00","0.00","0.00","0.00","365.00"]
[null," 7:01 to  8:00 pm","0.00","0.00","0.00","0.00","0.00","0.00","0.00","6.00","164.50","59.00","23.00","10.00","40.00","28.50","13.00","7.50","6.50","7.00","0.00","0.00","0.00","0.00","365.00"]
[null," 8:01 to  9:00 pm","0.00","0.00","0.00","0.00","0.00","0.00","0.00","7.00","173.50","51.00","23.50","11.00","47.00","28.00","10.50","6.00","6.50","1.00","0.00","0.00","0.00","0.00","365.00"]
[null," 9:01 to 10:00 pm","0.00","0.00","0.00","0.00","0.00","0.00","0.00","16.00","182.50","45.00","17.50","22.00","27.00","24.00","16.50","6.50","8.00","0.00","0.00","0.00","0.00","0.00","365.00"]
[null,"10:01 to 11:00 pm","0.00","0.00","0.00","0.00","1.00","17.00","28.00","27.00","153.50","34.50","23.00","18.50","25.50","22.00","9.50","5.50","0.00","0.00","0.00","0.00","0.00","0.00","365.00"]
[null,"11:01 to 12:00 am","0.00","0.00","0.00","9.00","45.00","91.00","57.50","26.50","28.50","8.00","22.50","25.00","24.50","19.50","5.50","2.50","0.00","0.00","0.00","0.00","0.00","0.00","365.00"]
[null,"Total","0.00","0.00","0.00","322.00","619.00","321.00","241.50","336.00","1659.00","1156.00","428.00","356.00","611.50","313.00","126.50","87.50","57.50","33.00","3.50","0.00","0.00","0.00","6671.00"]
[]
[]
["Statistics"]
[]
[null,null,"Statistic"]
[null,"Minimum","14.34"]
[null,"Mean minus two standard deviations","14.06"]
[null,"Mean","20.02"]
[null,"Mean plus two standard deviations","25.97"]
[null,"Maximum","29.29"]
[null,"Standard deviation","2.98"]
[]
[]
["----------------------------------------------------------------------------------------------------"]
["REPORT:","ZONE MEAN RADIANT TEMPERATURE [C] [RT2012 BATIMENT à USAGE D'HABITATION - LOGEMENT COLLECTIF - OCCUPATION]"]
["FOR:","1ERETAGE:APPARTEMENTS"]
["Values in table are in hours."]
[]
["Time Bin Results"]
[]
[null,null,"- [hr]","1 [hr]","2 [hr]","3 [hr]","4 [hr]","5 [hr]","6 [hr]","7 [hr]","8 [hr]","9 [hr]","10 [hr]","11 [hr]","12 [hr]","13 [hr]","14 [hr]","15 [hr]","16 [hr]","17 [hr]","18 [hr]","19 [hr]","20 [hr]","- [hr]","- [hr]"]
[null,"Interval Start","less than","12.00<=","13.00<=","14.00<=","15.00<=","16.00<=","17.00<=","18.00<=","19.00<=","20.00<=","21.00<=","22.00<=","23.00<=","24.00<=","25.00<=","26.00<=","27.00<=","28.00<=","29.00<=","30.00<=","31.00<=","equal to or more than","Row"]
[null,"Interval End","12.00","13.00>","14.00>","15.00>","16.00>","17.00>","18.00>","19.00>","20.00>","21.00>","22.00>","23.00>","24.00>","25.00>","26.00>","27.00>","28.00>","29.00>","30.00>","31.00>","32.00>","32.00","Total"]
[null,"January","0.00","0.00","0.00","0.00","0.00","77.00","342.00","143.00","0.00","0.00","0.00","0.00","0.00","0.00","0.00","0.00","0.00","0.00","0.00","0.00","0.00","0.00","562.00"]
[null,"February","0.00","0.00","0.00","0.00","0.00","46.50","282.00","183.50","0.00","0.00","0.00","0.00","0.00","0.00","0.00","0.00","0.00","0.00","0.00","0.00","0.00","0.00","512.00"]
[null,"March","0.00","0.00","0.00","0.00","0.00","16.50","226.00","332.00","0.50","0.00","0.00","0.00","0.00","0.00","0.00","0.00","0.00","0.00","0.00","0.00","0.00","0.00","575.00"]
[null,"April","0.00","0.00","0.00","0.00","0.00","0.00","93.50","254.00","157.50","37.00","0.00","0.00","0.00","0.00","0.00","0.00","0.00","0.00","0.00","0.00","0.00","0.00","542.00"]
[null,"May","0.00","0.00","0.00","0.00","0.00","0.00","2.50","50.00","190.50","126.50","117.50","49.50","25.50","0.00","0.00","0.00","0.00","0.00","0.00","0.00","0.00","0.00","562.00"]
[null,"June","0.00","0.00","0.00","0.00","0.00","0.00","0.00","0.00","55.50","100.00","18.00","78.50","155.00","133.50","19.50","0.00","0.00","0.00","0.00","0.00","0.00","0.00","560.00"]
[null,"July","0.00","0.00","0.00","0.00","0.00","0.00","0.00","0.00","0.00","0.00","0.00","74.50","82.00","117.00","167.00","110.00","11.50","0.00","0.00","0.00","0.00","0.00","562.00"]
[null,"August","0.00","0.00","0.00","0.00","0.00","0.00","0.00","0.00","0.00","0.00","0.00","0.00","35.50","151.00","258.00","97.50","24.00","0.00","0.00","0.00","0.00","0.00","566.00"]
[null,"September","0.00","0.00","0.00","0.00","0.00","0.00","0.00","3.50","96.00","83.50","104.00","173.00","51.00","40.00","0.00","0.00","0.00","0.00","0.00","0.00","0.00","0.00","551.00"]
[null,"October","0.00","0.00","0.00","0.00","0.00","0.00","41.50","309.00","88.00","99.50","24.00","0.00","0.00","0.00","0.00","0.00","0.00","0.00","0.00","0.00","0.00","0.00","562.00"]
[null,"November","0.00","0.00","0.00","0.00","0.00","26.00","233.00","292.00","0.00","0.00","0.00","0.00","0.00","0.00","0.00","0.00","0.00","0.00","0.00","0.00","0.00","0.00","551.00"]
[null,"December","0.00","0.00","0.00","0.00","0.00","58.50","315.00","192.50","0.00","0.00","0.00","0.00","0.00","0.00","0.00","0.00","0.00","0.00","0.00","0.00","0.00","0.00","566.00"]
[null,"12:01 to  1:00 am","0.00","0.00","0.00","0.00","0.00","0.00","120.50","75.50","30.00","25.50","11.50","22.50","20.00","22.00","24.00","12.50","1.00","0.00","0.00","0.00","0.00","0.00","365.00"]
[null," 1:01 to  2:00 am","0.00","0.00","0.00","0.00","0.00","2.50","141.50","53.50","30.50","24.50","11.50","24.00","19.00","26.50","19.50","11.00","1.00","0.00","0.00","0.00","0.00","0.00","365.00"]
[null," 2:01 to  3:00 am","0.00","0.00","0.00","0.00","0.00","13.50","143.00","42.00","31.50","23.50","11.50","24.00","20.00","25.00","19.00","11.00","1.00","0.00","0.00","0.00","0.00","0.00","365.00"]
[null," 3:01 to  4:00 am","0.00","0.00","0.00","0.00","0.00","31.00","132.50","36.50","31.50","23.50","11.00","25.00","21.00","23.50","18.50","10.00","1.00","0.00","0.00","0.00","0.00","0.00","365.00"]
[null," 4:01 to  5:00 am","0.00","0.00","0.00","0.00","0.00","56.00","117.50","29.00","33.00","20.50","11.50","23.50","22.00","24.00","20.00","8.00","0.00","0.00","0.00","0.00","0.00","0.00","365.00"]
[null," 5:01 to  6:00 am","0.00","0.00","0.00","0.00","0.00","72.50","101.00","29.50","33.00","22.00","11.00","23.00","21.00","27.00","20.00","5.00","0.00","0.00","0.00","0.00","0.00","0.00","365.00"]
[null," 6:01 to  7:00 am","0.00","0.00","0.00","0.00","0.00","48.00","112.50","40.50","35.00","21.00","12.00","22.50","21.00","26.50","22.00","4.00","0.00","0.00","0.00","0.00","0.00","0.00","365.00"]
[null," 7:01 to  8:00 am","0.00","0.00","0.00","0.00","0.00","1.00","148.00","50.00","37.00","20.50","11.50","22.50","21.50","27.00","22.50","3.50","0.00","0.00","0.00","0.00","0.00","0.00","365.00"]
[null," 8:01 to  9:00 am","0.00","0.00","0.00","0.00","0.00","0.00","133.50","39.50","16.00","8.00","4.00","10.00","8.00","12.00","10.00","2.00","0.00","0.00","0.00","0.00","0.00","0.00","243.00"]
[null," 9:01 to 10:00 am","0.00","0.00","0.00","0.00","0.00","0.00","51.00","26.00","11.50","7.00","2.50","5.00","5.00","10.00","7.00","0.00","0.00","0.00","0.00","0.00","0.00","0.00","125.00"]
[null,"10:01 to 11:00 am","0.00","0.00","0.00","0.00","0.00","0.00","30.50","24.50","10.00","8.50","3.50","5.00","4.50","10.00","7.50","0.00","0.00","0.00","0.00","0.00","0.00","0.00","104.00"]
[null,"11:01 to 12:00 pm","0.00","0.00","0.00","0.00","0.00","0.00","24.00","30.50","9.50","9.00","4.00","4.00","5.00","9.00","8.00","1.00","0.00","0.00","0.00","0.00","0.00","0.00","104.00"]
[null,"12:01 to  1:00 pm","0.00","0.00","0.00","0.00","0.00","0.00","20.00","33.50","9.50","9.00","4.00","4.00","4.00","9.00","9.50","1.50","0.00","0.00","0.00","0.00","0.00","0.00","104.00"]
[null," 1:01 to  2:00 pm","0.00","0.00","0.00","0.00","0.00","0.00","13.50","44.50","14.00","13.00","6.00","8.00","8.00","9.50","12.50","6.00","0.00","0.00","0.00","0.00","0.00","0.00","135.00"]
[null," 2:01 to  3:00 pm","0.00","0.00","0.00","0.00","0.00","0.00","18.00","60.00","14.00","12.00","7.50","8.50","7.00","8.00","15.00","5.00","1.00","0.00","0.00","0.00","0.00","0.00","156.00"]
[null," 3:01 to  4:00 pm","0.00","0.00","0.00","0.00","0.00","0.00","15.50","62.50","12.50","13.50","6.50","9.50","5.50","9.50","14.50","4.50","2.00","0.00","0.00","0.00","0.00","0.00","156.00"]
[null," 4:01 to  5:00 pm","0.00","0.00","0.00","0.00","0.00","0.00","15.50","62.00","12.50","13.50","6.50","10.00","5.00","9.00","14.00","6.00","2.00","0.00","0.00","0.00","0.00","0.00","156.00"]
[null," 5:01 to  6:00 pm","0.00","0.00","0.00","0.00","0.00","0.00","13.50","84.50","34.00","23.00","18.00","20.00","16.00","21.50","26.00","18.00","3.50","0.00","0.00","0.00","0.00","0.00","278.00"]
[null," 6:01 to  7:00 pm","0.00","0.00","0.00","0.00","0.00","0.00","38.00","147.00","30.50","25.00","19.50","18.00","18.00","21.00","27.00","17.00","4.00","0.00","0.00","0.00","0.00","0.00","365.00"]
[null," 7:01 to  8:00 pm","0.00","0.00","0.00","0.00","0.00","0.00","30.50","154.50","30.00","24.50","20.00","15.50","20.00","22.00","25.00","18.00","5.00","0.00","0.00","0.00","0.00","0.00","365.00"]
[null," 8:01 to  9:00 pm","0.00","0.00","0.00","0.00","0.00","0.00","26.50","158.50","29.00","25.00","20.00","16.00","20.00","21.50","26.00","17.50","5.00","0.00","0.00","0.00","0.00","0.00","365.00"]
[null," 9:01 to 10:00 pm","0.00","0.00","0.00","0.00","0.00","0.00","20.50","164.50","30.50","25.50","18.00","16.50","19.50","22.50","27.00","16.00","4.50","0.00","0.00","0.00","0.00","0.00","365.00"]
[null,"10:01 to 11:00 pm","0.00","0.00","0.00","0.00","0.00","0.00","18.50","168.50","32.00","25.00","17.00","18.00","19.50","23.00","25.50","15.00","3.00","0.00","0.00","0.00","0.00","0.00","365.00"]
[null,"11:01 to 12:00 am","0.00","0.00","0.00","0.00","0.00","0.00","50.00","142.50","31.00","24.00","15.00","20.50","18.50","22.50","24.50","15.00","1.50","0.00","0.00","0.00","0.00","0.00","365.00"]
[null,"Total","0.00","0.00","0.00","0.00","0.00","224.50","1535.50","1759.50","588.00","446.50","263.50","375.50","349.00","441.50","444.50","207.50","35.50","0.00","0.00","0.00","0.00","0.00","6671.00"]
[]
[]
["Statistics"]
[]
[null,null,"Statistic"]
[null,"Minimum","16.33"]
[null,"Mean minus two standard deviations","14.37"]
[null,"Mean","20.18"]
[null,"Mean plus two standard deviations","25.98"]
[null,"Maximum","27.68"]
[null,"Standard deviation","2.90"]
[]
[]
["----------------------------------------------------------------------------------------------------"]
["REPORT:","ZONE OPERATIVE TEMPERATURE [C] [RT2012 BATIMENT à USAGE D'HABITATION - LOGEMENT COLLECTIF - OCCUPATION]"]
["FOR:","1ERETAGE:APPARTEMENTS"]
["Values in table are in hours."]
[]
["Time Bin Results"]
[]
[null,null,"- [hr]","1 [hr]","2 [hr]","3 [hr]","4 [hr]","5 [hr]","6 [hr]","7 [hr]","8 [hr]","9 [hr]","10 [hr]","11 [hr]","12 [hr]","13 [hr]","14 [hr]","15 [hr]","16 [hr]","17 [hr]","18 [hr]","19 [hr]","20 [hr]","- [hr]","- [hr]"]
[null,"Interval Start","less than","12.00<=","13.00<=","14.00<=","15.00<=","16.00<=","17.00<=","18.00<=","19.00<=","20.00<=","21.00<=","22.00<=","23.00<=","24.00<=","25.00<=","26.00<=","27.00<=","28.00<=","29.00<=","30.00<=","31.00<=","equal to or more than","Row"]
[null,"Interval End","12.00","13.00>","14.00>","15.00>","16.00>","17.00>","18.00>","19.00>","20.00>","21.00>","22.00>","23.00>","24.00>","25.00>","26.00>","27.00>","28.00>","29.00>","30.00>","31.00>","32.00>","32.00","Total"]
[null,"January","0.00","0.00","0.00","0.00","6.00","182.00","28.50","30.00","315.50","0.00","0.00","0.00","0.00","0.00","0.00","0.00","0.00","0.00","0.00","0.00","0.00","0.00","562.00"]
[null,"February","0.00","0.00","0.00","0.00","0.00","174.50","21.00","27.50","289.00","0.00","0.00","0.00","0.00","0.00","0.00","0.00","0.00","0.00","0.00","0.00","0.00","0.00","512.00"]
[null,"March","0.00","0.00","0.00","0.00","0.00","151.00","63.50","29.50","331.00","0.00","0.00","0.00","0.00","0.00","0.00","0.00","0.00","0.00","0.00","0.00","0.00","0.00","575.00"]
[null,"April","0.00","0.00","0.00","0.00","0.00","63.00","77.00","67.00","285.00","45.50","4.50","0.00","0.00","0.00","0.00","0.00","0.00","0.00","0.00","0.00","0.00","0.00","542.00"]
[null,"May","0.00","0.00","0.00","0.00","0.00","2.00","21.00","60.50","170.00","155.00","78.50","48.00","19.00","8.00","0.00","0.00","0.00","0.00","0.00","0.00","0.00","0.00","562.00"]
[null,"June","0.00","0.00","0.00","0.00","0.00","0.00","0.00","21.00","70.00","52.00","45.50","135.00","139.00","85.50","10.00","2.00","0.00","0.00","0.00","0.00","0.00","0.00","560.00"]
[null,"July","0.00","0.00","0.00","0.00","0.00","0.00","0.00","0.00","0.00","0.00","36.00","49.50","124.50","173.50","102.00","44.50","32.00","0.00","0.00","0.00","0.00","0.00","562.00"]
[null,"August","0.00","0.00","0.00","0.00","0.00","0.00","0.00","0.00","0.00","0.00","1.50","24.50","86.50","252.00","109.00","61.50","26.00","5.00","0.00","0.00","0.00","0.00","566.00"]
[null,"September","0.00","0.00","0.00","0.00","0.00","0.00","2.00","28.50","81.00","110.00","128.50","98.00","77.00","16.00","10.00","0.00","0.00","0.00","0.00","0.00","0.00","0.00","551.00"]
[null,"October","0.00","0.00","0.00","0.00","0.00","37.00","77.50","65.00","312.00","43.50","27.00","0.00","0.00","0.00","0.00","0.00","0.00","0.00","0.00","0.00","0.00","0.00","562.00"]
[null,"November","0.00","0.00","0.00","0.00","0.50","141.00","64.50","30.50","314.50","0.00","0.00","0.00","0.00","0.00","0.00","0.00","0.00","0.00","0.00","0.00","0.00","0.00","551.00"]
[null,"December","0.00","0.00","0.00","0.00","4.50","184.00","27.50","30.00","320.00","0.00","0.00","0.00","0.00","0.00","0.00","0.00","0.00","0.00","0.00","0.00","0.00","0.00","566.00"]
[null,"12:01 to  1:00 am","0.00","0.00","0.00","0.00","9.50","112.00","68.00","26.50","29.00","17.00","15.50","22.00","23.50","27.00","12.00","3.00","0.00","0.00","0.00","0.00","0.00","0.00","365.00"]
[null," 1:01 to  2:00 am","0.00","0.00","0.00","0.00","1.50","142.50","49.50","28.00","26.00","14.50","18.50","20.50","25.00","25.50","12.50","1.00","0.00","0.00","0.00","0.00","0.00","0.00","365.00"]
[null," 2:01 to  3:00 am","0.00","0.00","0.00","0.00","0.00","156.50","38.50","30.50","24.00","14.50","19.00","21.50","23.50","26.00","10.00","1.00","0.00","0.00","0.00","0.00","0.00","0.00","365.00"]
[null," 3:01 to  4:00 am","0.00","0.00","0.00","0.00","0.00","163.00","34.00","35.00","19.00","14.00","20.50","22.50","23.50","24.00","8.50","1.00","0.00","0.00","0.00","0.00","0.00","0.00","365.00"]
[null," 4:01 to  5:00 am","0.00","0.00","0.00","0.00","0.00","168.50","32.50","34.00","18.00","13.00","20.00","27.00","22.00","25.00","5.00","0.00","0.00","0.00","0.00","0.00","0.00","0.00","365.00"]
[null," 5:01 to  6:00 am","0.00","0.00","0.00","0.00","0.00","141.50","7.50","34.50","66.50","16.00","22.50","22.50","25.00","26.00","3.00","0.00","0.00","0.00","0.00","0.00","0.00","0.00","365.00"]
[null," 6:01 to  7:00 am","0.00","0.00","0.00","0.00","0.00","0.00","0.00","137.50","107.50","19.00","14.50","24.00","25.00","33.00","4.50","0.00","0.00","0.00","0.00","0.00","0.00","0.00","365.00"]
[null," 7:01 to  8:00 am","0.00","0.00","0.00","0.00","0.00","0.00","0.00","0.00","240.00","22.50","8.50","30.50","23.50","34.00","6.00","0.00","0.00","0.00","0.00","0.00","0.00","0.00","365.00"]
[null," 8:01 to  9:00 am","0.00","0.00","0.00","0.00","0.00","0.00","0.00","0.00","191.00","9.50","3.50","10.50","10.00","15.00","3.50","0.00","0.00","0.00","0.00","0.00","0.00","0.00","243.00"]
[null," 9:01 to 10:00 am","0.00","0.00","0.00","0.00","0.00","0.00","0.00","0.00","87.00","7.50","3.50","4.50","6.00","15.00","1.50","0.00","0.00","0.00","0.00","0.00","0.00","0.00","125.00"]
[null,"10:01 to 11:00 am","0.00","0.00","0.00","0.00","0.00","0.00","0.00","0.00","64.50","8.50","3.50","2.50","8.00","13.50","2.50","1.00","0.00","0.00","0.00","0.00","0.00","0.00","104.00"]
[null,"11:01 to 12:00 pm","0.00","0.00","0.00","0.00","0.00","0.00","0.00","0.00","63.00","9.00","3.00","4.00","8.00","10.50","5.00","1.50","0.00","0.00","0.00","0.00","0.00","0.00","104.00"]
[null,"12:01 to  1:00 pm","0.00","0.00","0.00","0.00","0.00","0.00","0.00","0.00","61.00","8.00","4.00","6.00","5.50","10.50","6.00","3.00","0.00","0.00","0.00","0.00","0.00","0.00","104.00"]
[null," 1:01 to  2:00 pm","0.00","0.00","0.00","0.00","0.00","0.00","0.00","0.00","69.50","11.00","9.00","8.50","8.00","13.00","8.50","4.00","3.50","0.00","0.00","0.00","0.00","0.00","135.00"]
[null," 2:01 to  3:00 pm","0.00","0.00","0.00","0.00","0.00","0.00","0.00","0.00","86.50","12.50","10.50","7.50","9.00","13.00","7.00","6.00","3.50","0.50","0.00","0.00","0.00","0.00","156.00"]
[null," 3:01 to  4:00 pm","0.00","0.00","0.00","0.00","0.00","0.00","0.00","0.00","84.00","13.00","11.50","7.50","7.00","15.50","5.00","8.50","3.00","1.00","0.00","0.00","0.00","0.00","156.00"]
[null," 4:01 to  5:00 pm","0.00","0.00","0.00","0.00","0.00","0.00","0.00","0.00","83.00","14.00","11.00","8.00","7.00","15.00","6.00","8.00","3.00","1.00","0.00","0.00","0.00","0.00","156.00"]
[null," 5:01 to  6:00 pm","0.00","0.00","0.00","0.00","0.00","0.00","0.00","0.00","122.50","25.50","22.50","14.50","23.00","25.50","19.00","13.50","11.00","1.00","0.00","0.00","0.00","0.00","278.00"]
[null," 6:01 to  7:00 pm","0.00","0.00","0.00","0.00","0.00","0.00","0.00","0.00","207.50","27.50","21.00","11.00","28.00","25.00","22.00","11.00","11.00","1.00","0.00","0.00","0.00","0.00","365.00"]
[null," 7:01 to  8:00 pm","0.00","0.00","0.00","0.00","0.00","0.00","0.00","0.00","207.00","29.00","21.00","7.00","33.00","31.00","16.50","11.50","8.50","0.50","0.00","0.00","0.00","0.00","365.00"]
[null," 8:01 to  9:00 pm","0.00","0.00","0.00","0.00","0.00","0.00","0.00","0.00","210.50","26.00","22.00","8.50","32.50","33.50","15.50","10.00","6.50","0.00","0.00","0.00","0.00","0.00","365.00"]
[null," 9:01 to 10:00 pm","0.00","0.00","0.00","0.00","0.00","0.00","0.00","0.00","216.50","30.00","15.00","17.00","24.50","25.00","22.00","8.00","7.00","0.00","0.00","0.00","0.00","0.00","365.00"]
[null,"10:01 to 11:00 pm","0.00","0.00","0.00","0.00","0.00","0.50","24.00","28.50","179.00","22.50","10.00","25.50","21.50","26.50","16.00","10.00","1.00","0.00","0.00","0.00","0.00","0.00","365.00"]
[null,"11:01 to 12:00 am","0.00","0.00","0.00","0.00","0.00","50.00","128.50","35.00","25.50","22.00","11.50","22.00","24.00","27.00","13.50","6.00","0.00","0.00","0.00","0.00","0.00","0.00","365.00"]
[null,"Total","0.00","0.00","0.00","0.00","11.00","934.50","382.50","389.50","2488.00","406.00","321.50","355.00","446.00","535.00","231.00","108.00","58.00","5.00","0.00","0.00","0.00","0.00","6671.00"]
[]
[]
["Statistics"]
[]
[null,null,"Statistic"]
[null,"Minimum","15.99"]
[null,"Mean minus two standard deviations","14.47"]
[null,"Mean","20.10"]
[null,"Mean plus two standard deviations","25.72"]
[null,"Maximum","28.42"]
[null,"Standard deviation","2.81"]
[]
[]
["----------------------------------------------------------------------------------------------------"]
["REPORT:","ZONE MEAN AIR TEMPERATURE [C] [OFF 24/7]"]
["FOR:","1ERETAGE:RANGEMENT"]
["Values in table are in hours."]
[]
["Time Bin Results"]
[]
[null,null,"- [hr]","1 [hr]","2 [hr]","3 [hr]","4 [hr]","5 [hr]","6 [hr]","7 [hr]","8 [hr]","9 [hr]","10 [hr]","11 [hr]","12 [hr]","13 [hr]","14 [hr]","15 [hr]","16 [hr]","17 [hr]","18 [hr]","19 [hr]","20 [hr]","- [hr]","- [hr]"]
[null,"Interval Start","less than","12.00<=","13.00<=","14.00<=","15.00<=","16.00<=","17.00<=","18.00<=","19.00<=","20.00<=","21.00<=","22.00<=","23.00<=","24.00<=","25.00<=","26.00<=","27.00<=","28.00<=","29.00<=","30.00<=","31.00<=","equal to or more than","Row"]
[null,"Interval End","12.00","13.00>","14.00>","15.00>","16.00>","17.00>","18.00>","19.00>","20.00>","21.00>","22.00>","23.00>","24.00>","25.00>","26.00>","27.00>","28.00>","29.00>","30.00>","31.00>","32.00>","32.00","Total"]
[null,"January","0.00","0.00","0.00","0.00","0.00","0.00","0.00","0.00","0.00","0.00","0.00","0.00","0.00","0.00","0.00","0.00","0.00","0.00","0.00","0.00","0.00","0.00","0.00"]
[null,"February","0.00","0.00","0.00","0.00","0.00","0.00","0.00","0.00","0.00","0.00","0.00","0.00","0.00","0.00","0.00","0.00","0.00","0.00","0.00","0.00","0.00","0.00","0.00"]
[null,"March","0.00","0.00","0.00","0.00","0.00","0.00","0.00","0.00","0.00","0.00","0.00","0.00","0.00","0.00","0.00","0.00","0.00","0.00","0.00","0.00","0.00","0.00","0.00"]
[null,"April","0.00","0.00","0.00","0.00","0.00","0.00","0.00","0.00","0.00","0.00","0.00","0.00","0.00","0.00","0.00","0.00","0.00","0.00","0.00","0.00","0.00","0.00","0.00"]
[null,"May","0.00","0.00","0.00","0.00","0.00","0.00","0.00","0.00","0.00","0.00","0.00","0.00","0.00","0.00","0.00","0.00","0.00","0.00","0.00","0.00","0.00","0.00","0.00"]
[null,"June","0.00","0.00","0.00","0.00","0.00","0.00","0.00","0.00","0.00","0.00","0.00","0.00","0.00","0.00","0.00","0.00","0.00","0.00","0.00","0.00","0.00","0.00","0.00"]
[null,"July","0.00","0.00","0.00","0.00","0.00","0.00","0.00","0.00","0.00","0.00","0.00","0.00","0.00","0.00","0.00","0.00","0.00","0.00","0.00","0.00","0.00","0.00","0.00"]
[null,"August","0.00","0.00","0.00","0.00","0.00","0.00","0.00","0.00","0.00","0.00","0.00","0.00","0.00","0.00","0.00","0.00","0.00","0.00","0.00","0.00","0.00","0.00","0.00"]
[null,"September","0.00","0.00","0.00","0.00","0.00","0.00","0.00","0.00","0.00","0.00","0.00","0.00","0.00","0.00","0.00","0.00","0.00","0.00","0.00","0.00","0.00","0.00","0.00"]
[null,"October","0.00","0.00","0.00","0.00","0.00","0.00","0.00","0.00","0.00","0.00","0.00","0.00","0.00","0.00","0.00","0.00","0.00","0.00","0.00","0.00","0.00","0.00","0.00"]
[null,"November","0.00","0.00","0.00","0.00","0.00","0.00","0.00","0.00","0.00","0.00","0.00","0.00","0.00","0.00","0.00","0.00","0.00","0.00","0.00","0.00","0.00","0.00","0.00"]
[null,"December","0.00","0.00","0.00","0.00","0.00","0.00","0.00","0.00","0.00","0.00","0.00","0.00","0.00","0.00","0.00","0.00","0.00","0.00","0.00","0.00","0.00","0.00","0.00"]
[null,"12:01 to  1:00 am","0.00","0.00","0.00","0.00","0.00","0.00","0.00","0.00","0.00","0.00","0.00","0.00","0.00","0.00","0.00","0.00","0.00","0.00","0.00","0.00","0.00","0.00","0.00"]
[null," 1:01 to  2:00 am","0.00","0.00","0.00","0.00","0.00","0.00","0.00","0.00","0.00","0.00","0.00","0.00","0.00","0.00","0.00","0.00","0.00","0.00","0.00","0.00","0.00","0.00","0.00"]
[null," 2:01 to  3:00 am","0.00","0.00","0.00","0.00","0.00","0.00","0.00","0.00","0.00","0.00","0.00","0.00","0.00","0.00","0.00","0.00","0.00","0.00","0.00","0.00","0.00","0.00","0.00"]
[null," 3:01 to  4:00 am","0.00","0.00","0.00","0.00","0.00","0.00","0.00","0.00","0.00","0.00","0.00","0.00","0.00","0.00","0.00","0.00","0.00","0.00","0.00","0.00","0.00","0.00","0.00"]
[null," 4:01 to  5:00 am","0.00","0.00","0.00","0.00","0.00","0.00","0.00","0.00","0.00","0.00","0.00","0.00","0.00","0.00","0.00","0.00","0.00","0.00","0.00","0.00","0.00","0.00","0.00"]
[null," 5:01 to  6:00 am","0.00","0.00","0.00","0.00","0.00","0.00","0.00","0.00","0.00","0.00","0.00","0.00","0.00","0.00","0.00","0.00","0.00","0.00","0.00","0.00","0.00","0.00","0.00"]
[null," 6:01 to  7:00 am","0.00","0.00","0.00","0.00","0.00","0.00","0.00","0.00","0.00","0.00","0.00","0.00","0.00","0.00","0.00","0.00","0.00","0.00","0.00","0.00","0.00","0.00","0.00"]
[null," 7:01 to  8:00 am","0.00","0.00","0.00","0.00","0.00","0.00","0.00","0.00","0.00","0.00","0.00","0.00","0.00","0.00","0.00","0.00","0.00","0.00","0.00","0.00","0.00","0.00","0.00"]
[null," 8:01 to  9:00 am","0.00","0.00","0.00","0.00","0.00","0.00","0.00","0.00","0.00","0.00","0.00","0.00","0.00","0.00","0.00","0.00","0.00","0.00","0.00","0.00","0.00","0.00","0.00"]
[null," 9:01 to 10:00 am","0.00","0.00","0.00","0.00","0.00","0.00","0.00","0.00","0.00","0.00","0.00","0.00","0.00","0.00","0.00","0.00","0.00","0.00","0.00","0.00","0.00","0.00","0.00"]
[null,"10:01 to 11:00 am","0.00","0.00","0.00","0.00","0.00","0.00","0.00","0.00","0.00","0.00","0.00","0.00","0.00","0.00","0.00","0.00","0.00","0.00","0.00","0.00","0.00","0.00","0.00"]
[null,"11:01 to 12:00 pm","0.00","0.00","0.00","0.00","0.00","0.00","0.00","0.00","0.00","0.00","0.00","0.00","0.00","0.00","0.00","0.00","0.00","0.00","0.00","0.00","0.00","0.00","0.00"]
[null,"12:01 to  1:00 pm","0.00","0.00","0.00","0.00","0.00","0.00","0.00","0.00","0.00","0.00","0.00","0.00","0.00","0.00","0.00","0.00","0.00","0.00","0.00","0.00","0.00","0.00","0.00"]
[null," 1:01 to  2:00 pm","0.00","0.00","0.00","0.00","0.00","0.00","0.00","0.00","0.00","0.00","0.00","0.00","0.00","0.00","0.00","0.00","0.00","0.00","0.00","0.00","0.00","0.00","0.00"]
[null," 2:01 to  3:00 pm","0.00","0.00","0.00","0.00","0.00","0.00","0.00","0.00","0.00","0.00","0.00","0.00","0.00","0.00","0.00","0.00","0.00","0.00","0.00","0.00","0.00","0.00","0.00"]
[null," 3:01 to  4:00 pm","0.00","0.00","0.00","0.00","0.00","0.00","0.00","0.00","0.00","0.00","0.00","0.00","0.00","0.00","0.00","0.00","0.00","0.00","0.00","0.00","0.00","0.00","0.00"]
[null," 4:01 to  5:00 pm","0.00","0.00","0.00","0.00","0.00","0.00","0.00","0.00","0.00","0.00","0.00","0.00","0.00","0.00","0.00","0.00","0.00","0.00","0.00","0.00","0.00","0.00","0.00"]
[null," 5:01 to  6:00 pm","0.00","0.00","0.00","0.00","0.00","0.00","0.00","0.00","0.00","0.00","0.00","0.00","0.00","0.00","0.00","0.00","0.00","0.00","0.00","0.00","0.00","0.00","0.00"]
[null," 6:01 to  7:00 pm","0.00","0.00","0.00","0.00","0.00","0.00","0.00","0.00","0.00","0.00","0.00","0.00","0.00","0.00","0.00","0.00","0.00","0.00","0.00","0.00","0.00","0.00","0.00"]
[null," 7:01 to  8:00 pm","0.00","0.00","0.00","0.00","0.00","0.00","0.00","0.00","0.00","0.00","0.00","0.00","0.00","0.00","0.00","0.00","0.00","0.00","0.00","0.00","0.00","0.00","0.00"]
[null," 8:01 to  9:00 pm","0.00","0.00","0.00","0.00","0.00","0.00","0.00","0.00","0.00","0.00","0.00","0.00","0.00","0.00","0.00","0.00","0.00","0.00","0.00","0.00","0.00","0.00","0.00"]
[null," 9:01 to 10:00 pm","0.00","0.00","0.00","0.00","0.00","0.00","0.00","0.00","0.00","0.00","0.00","0.00","0.00","0.00","0.00","0.00","0.00","0.00","0.00","0.00","0.00","0.00","0.00"]
[null,"10:01 to 11:00 pm","0.00","0.00","0.00","0.00","0.00","0.00","0.00","0.00","0.00","0.00","0.00","0.00","0.00","0.00","0.00","0.00","0.00","0.00","0.00","0.00","0.00","0.00","0.00"]
[null,"11:01 to 12:00 am","0.00","0.00","0.00","0.00","0.00","0.00","0.00","0.00","0.00","0.00","0.00","0.00","0.00","0.00","0.00","0.00","0.00","0.00","0.00","0.00","0.00","0.00","0.00"]
[null,"Total","0.00","0.00","0.00","0.00","0.00","0.00","0.00","0.00","0.00","0.00","0.00","0.00","0.00","0.00","0.00","0.00","0.00","0.00","0.00","0.00","0.00","0.00","0.00"]
[]
[]
["Statistics"]
[]
[null,null,"Statistic"]
[null,"Minimum","0.179769+309"]
[null,"Mean minus two standard deviations","0.00"]
[null,"Mean","0.00"]
[null,"Mean plus two standard deviations","0.00"]
[null,"Maximum","-.179769+309"]
[null,"Standard deviation","0.00"]
[]
[]
["----------------------------------------------------------------------------------------------------"]
["REPORT:","ZONE MEAN RADIANT TEMPERATURE [C] [OFF 24/7]"]
["FOR:","1ERETAGE:RANGEMENT"]
["Values in table are in hours."]
[]
["Time Bin Results"]
[]
[null,null,"- [hr]","1 [hr]","2 [hr]","3 [hr]","4 [hr]","5 [hr]","6 [hr]","7 [hr]","8 [hr]","9 [hr]","10 [hr]","11 [hr]","12 [hr]","13 [hr]","14 [hr]","15 [hr]","16 [hr]","17 [hr]","18 [hr]","19 [hr]","20 [hr]","- [hr]","- [hr]"]
[null,"Interval Start","less than","12.00<=","13.00<=","14.00<=","15.00<=","16.00<=","17.00<=","18.00<=","19.00<=","20.00<=","21.00<=","22.00<=","23.00<=","24.00<=","25.00<=","26.00<=","27.00<=","28.00<=","29.00<=","30.00<=","31.00<=","equal to or more than","Row"]
[null,"Interval End","12.00","13.00>","14.00>","15.00>","16.00>","17.00>","18.00>","19.00>","20.00>","21.00>","22.00>","23.00>","24.00>","25.00>","26.00>","27.00>","28.00>","29.00>","30.00>","31.00>","32.00>","32.00","Total"]
[null,"January","0.00","0.00","0.00","0.00","0.00","0.00","0.00","0.00","0.00","0.00","0.00","0.00","0.00","0.00","0.00","0.00","0.00","0.00","0.00","0.00","0.00","0.00","0.00"]
[null,"February","0.00","0.00","0.00","0.00","0.00","0.00","0.00","0.00","0.00","0.00","0.00","0.00","0.00","0.00","0.00","0.00","0.00","0.00","0.00","0.00","0.00","0.00","0.00"]
[null,"March","0.00","0.00","0.00","0.00","0.00","0.00","0.00","0.00","0.00","0.00","0.00","0.00","0.00","0.00","0.00","0.00","0.00","0.00","0.00","0.00","0.00","0.00","0.00"]
[null,"April","0.00","0.00","0.00","0.00","0.00","0.00","0.00","0.00","0.00","0.00","0.00","0.00","0.00","0.00","0.00","0.00","0.00","0.00","0.00","0.00","0.00","0.00","0.00"]
[null,"May","0.00","0.00","0.00","0.00","0.00","0.00","0.00","0.00","0.00","0.00","0.00","0.00","0.00","0.00","0.00","0.00","0.00","0.00","0.00","0.00","0.00","0.00","0.00"]
[null,"June","0.00","0.00","0.00","0.00","0.00","0.00","0.00","0.00","0.00","0.00","0.00","0.00","0.00","0.00","0.00","0.00","0.00","0.00","0.00","0.00","0.00","0.00","0.00"]
[null,"July","0.00","0.00","0.00","0.00","0.00","0.00","0.00","0.00","0.00","0.00","0.00","0.00","0.00","0.00","0.00","0.00","0.00","0.00","0.00","0.00","0.00","0.00","0.00"]
[null,"August","0.00","0.00","0.00","0.00","0.00","0.00","0.00","0.00","0.00","0.00","0.00","0.00","0.00","0.00","0.00","0.00","0.00","0.00","0.00","0.00","0.00","0.00","0.00"]
[null,"September","0.00","0.00","0.00","0.00","0.00","0.00","0.00","0.00","0.00","0.00","0.00","0.00","0.00","0.00","0.00","0.00","0.00","0.00","0.00","0.00","0.00","0.00","0.00"]
[null,"October","0.00","0.00","0.00","0.00","0.00","0.00","0.00","0.00","0.00","0.00","0.00","0.00","0.00","0.00","0.00","0.00","0.00","0.00","0.00","0.00","0.00","0.00","0.00"]
[null,"November","0.00","0.00","0.00","0.00","0.00","0.00","0.00","0.00","0.00","0.00","0.00","0.00","0.00","0.00","0.00","0.00","0.00","0.00","0.00","0.00","0.00","0.00","0.00"]
[null,"December","0.00","0.00","0.00","0.00","0.00","0.00","0.00","0.00","0.00","0.00","0.00","0.00","0.00","0.00","0.00","0.00","0.00","0.00","0.00","0.00","0.00","0.00","0.00"]
[null,"12:01 to  1:00 am","0.00","0.00","0.00","0.00","0.00","0.00","0.00","0.00","0.00","0.00","0.00","0.00","0.00","0.00","0.00","0.00","0.00","0.00","0.00","0.00","0.00","0.00","0.00"]
[null," 1:01 to  2:00 am","0.00","0.00","0.00","0.00","0.00","0.00","0.00","0.00","0.00","0.00","0.00","0.00","0.00","0.00","0.00","0.00","0.00","0.00","0.00","0.00","0.00","0.00","0.00"]
[null," 2:01 to  3:00 am","0.00","0.00","0.00","0.00","0.00","0.00","0.00","0.00","0.00","0.00","0.00","0.00","0.00","0.00","0.00","0.00","0.00","0.00","0.00","0.00","0.00","0.00","0.00"]
[null," 3:01 to  4:00 am","0.00","0.00","0.00","0.00","0.00","0.00","0.00","0.00","0.00","0.00","0.00","0.00","0.00","0.00","0.00","0.00","0.00","0.00","0.00","0.00","0.00","0.00","0.00"]
[null," 4:01 to  5:00 am","0.00","0.00","0.00","0.00","0.00","0.00","0.00","0.00","0.00","0.00","0.00","0.00","0.00","0.00","0.00","0.00","0.00","0.00","0.00","0.00","0.00","0.00","0.00"]
[null," 5:01 to  6:00 am","0.00","0.00","0.00","0.00","0.00","0.00","0.00","0.00","0.00","0.00","0.00","0.00","0.00","0.00","0.00","0.00","0.00","0.00","0.00","0.00","0.00","0.00","0.00"]
[null," 6:01 to  7:00 am","0.00","0.00","0.00","0.00","0.00","0.00","0.00","0.00","0.00","0.00","0.00","0.00","0.00","0.00","0.00","0.00","0.00","0.00","0.00","0.00","0.00","0.00","0.00"]
[null," 7:01 to  8:00 am","0.00","0.00","0.00","0.00","0.00","0.00","0.00","0.00","0.00","0.00","0.00","0.00","0.00","0.00","0.00","0.00","0.00","0.00","0.00","0.00","0.00","0.00","0.00"]
[null," 8:01 to  9:00 am","0.00","0.00","0.00","0.00","0.00","0.00","0.00","0.00","0.00","0.00","0.00","0.00","0.00","0.00","0.00","0.00","0.00","0.00","0.00","0.00","0.00","0.00","0.00"]
[null," 9:01 to 10:00 am","0.00","0.00","0.00","0.00","0.00","0.00","0.00","0.00","0.00","0.00","0.00","0.00","0.00","0.00","0.00","0.00","0.00","0.00","0.00","0.00","0.00","0.00","0.00"]
[null,"10:01 to 11:00 am","0.00","0.00","0.00","0.00","0.00","0.00","0.00","0.00","0.00","0.00","0.00","0.00","0.00","0.00","0.00","0.00","0.00","0.00","0.00","0.00","0.00","0.00","0.00"]
[null,"11:01 to 12:00 pm","0.00","0.00","0.00","0.00","0.00","0.00","0.00","0.00","0.00","0.00","0.00","0.00","0.00","0.00","0.00","0.00","0.00","0.00","0.00","0.00","0.00","0.00","0.00"]
[null,"12:01 to  1:00 pm","0.00","0.00","0.00","0.00","0.00","0.00","0.00","0.00","0.00","0.00","0.00","0.00","0.00","0.00","0.00","0.00","0.00","0.00","0.00","0.00","0.00","0.00","0.00"]
[null," 1:01 to  2:00 pm","0.00","0.00","0.00","0.00","0.00","0.00","0.00","0.00","0.00","0.00","0.00","0.00","0.00","0.00","0.00","0.00","0.00","0.00","0.00","0.00","0.00","0.00","0.00"]
[null," 2:01 to  3:00 pm","0.00","0.00","0.00","0.00","0.00","0.00","0.00","0.00","0.00","0.00","0.00","0.00","0.00","0.00","0.00","0.00","0.00","0.00","0.00","0.00","0.00","0.00","0.00"]
[null," 3:01 to  4:00 pm","0.00","0.00","0.00","0.00","0.00","0.00","0.00","0.00","0.00","0.00","0.00","0.00","0.00","0.00","0.00","0.00","0.00","0.00","0.00","0.00","0.00","0.00","0.00"]
[null," 4:01 to  5:00 pm","0.00","0.00","0.00","0.00","0.00","0.00","0.00","0.00","0.00","0.00","0.00","0.00","0.00","0.00","0.00","0.00","0.00","0.00","0.00","0.00","0.00","0.00","0.00"]
[null," 5:01 to  6:00 pm","0.00","0.00","0.00","0.00","0.00","0.00","0.00","0.00","0.00","0.00","0.00","0.00","0.00","0.00","0.00","0.00","0.00","0.00","0.00","0.00","0.00","0.00","0.00"]
[null," 6:01 to  7:00 pm","0.00","0.00","0.00","0.00","0.00","0.00","0.00","0.00","0.00","0.00","0.00","0.00","0.00","0.00","0.00","0.00","0.00","0.00","0.00","0.00","0.00","0.00","0.00"]
[null," 7:01 to  8:00 pm","0.00","0.00","0.00","0.00","0.00","0.00","0.00","0.00","0.00","0.00","0.00","0.00","0.00","0.00","0.00","0.00","0.00","0.00","0.00","0.00","0.00","0.00","0.00"]
[null," 8:01 to  9:00 pm","0.00","0.00","0.00","0.00","0.00","0.00","0.00","0.00","0.00","0.00","0.00","0.00","0.00","0.00","0.00","0.00","0.00","0.00","0.00","0.00","0.00","0.00","0.00"]
[null," 9:01 to 10:00 pm","0.00","0.00","0.00","0.00","0.00","0.00","0.00","0.00","0.00","0.00","0.00","0.00","0.00","0.00","0.00","0.00","0.00","0.00","0.00","0.00","0.00","0.00","0.00"]
[null,"10:01 to 11:00 pm","0.00","0.00","0.00","0.00","0.00","0.00","0.00","0.00","0.00","0.00","0.00","0.00","0.00","0.00","0.00","0.00","0.00","0.00","0.00","0.00","0.00","0.00","0.00"]
[null,"11:01 to 12:00 am","0.00","0.00","0.00","0.00","0.00","0.00","0.00","0.00","0.00","0.00","0.00","0.00","0.00","0.00","0.00","0.00","0.00","0.00","0.00","0.00","0.00","0.00","0.00"]
[null,"Total","0.00","0.00","0.00","0.00","0.00","0.00","0.00","0.00","0.00","0.00","0.00","0.00","0.00","0.00","0.00","0.00","0.00","0.00","0.00","0.00","0.00","0.00","0.00"]
[]
[]
["Statistics"]
[]
[null,null,"Statistic"]
[null,"Minimum","0.179769+309"]
[null,"Mean minus two standard deviations","0.00"]
[null,"Mean","0.00"]
[null,"Mean plus two standard deviations","0.00"]
[null,"Maximum","-.179769+309"]
[null,"Standard deviation","0.00"]
[]
[]
["----------------------------------------------------------------------------------------------------"]
["REPORT:","ZONE OPERATIVE TEMPERATURE [C] [OFF 24/7]"]
["FOR:","1ERETAGE:RANGEMENT"]
["Values in table are in hours."]
[]
["Time Bin Results"]
[]
[null,null,"- [hr]","1 [hr]","2 [hr]","3 [hr]","4 [hr]","5 [hr]","6 [hr]","7 [hr]","8 [hr]","9 [hr]","10 [hr]","11 [hr]","12 [hr]","13 [hr]","14 [hr]","15 [hr]","16 [hr]","17 [hr]","18 [hr]","19 [hr]","20 [hr]","- [hr]","- [hr]"]
[null,"Interval Start","less than","12.00<=","13.00<=","14.00<=","15.00<=","16.00<=","17.00<=","18.00<=","19.00<=","20.00<=","21.00<=","22.00<=","23.00<=","24.00<=","25.00<=","26.00<=","27.00<=","28.00<=","29.00<=","30.00<=","31.00<=","equal to or more than","Row"]
[null,"Interval End","12.00","13.00>","14.00>","15.00>","16.00>","17.00>","18.00>","19.00>","20.00>","21.00>","22.00>","23.00>","24.00>","25.00>","26.00>","27.00>","28.00>","29.00>","30.00>","31.00>","32.00>","32.00","Total"]
[null,"January","0.00","0.00","0.00","0.00","0.00","0.00","0.00","0.00","0.00","0.00","0.00","0.00","0.00","0.00","0.00","0.00","0.00","0.00","0.00","0.00","0.00","0.00","0.00"]
[null,"February","0.00","0.00","0.00","0.00","0.00","0.00","0.00","0.00","0.00","0.00","0.00","0.00","0.00","0.00","0.00","0.00","0.00","0.00","0.00","0.00","0.00","0.00","0.00"]
[null,"March","0.00","0.00","0.00","0.00","0.00","0.00","0.00","0.00","0.00","0.00","0.00","0.00","0.00","0.00","0.00","0.00","0.00","0.00","0.00","0.00","0.00","0.00","0.00"]
[null,"April","0.00","0.00","0.00","0.00","0.00","0.00","0.00","0.00","0.00","0.00","0.00","0.00","0.00","0.00","0.00","0.00","0.00","0.00","0.00","0.00","0.00","0.00","0.00"]
[null,"May","0.00","0.00","0.00","0.00","0.00","0.00","0.00","0.00","0.00","0.00","0.00","0.00","0.00","0.00","0.00","0.00","0.00","0.00","0.00","0.00","0.00","0.00","0.00"]
[null,"June","0.00","0.00","0.00","0.00","0.00","0.00","0.00","0.00","0.00","0.00","0.00","0.00","0.00","0.00","0.00","0.00","0.00","0.00","0.00","0.00","0.00","0.00","0.00"]
[null,"July","0.00","0.00","0.00","0.00","0.00","0.00","0.00","0.00","0.00","0.00","0.00","0.00","0.00","0.00","0.00","0.00","0.00","0.00","0.00","0.00","0.00","0.00","0.00"]
[null,"August","0.00","0.00","0.00","0.00","0.00","0.00","0.00","0.00","0.00","0.00","0.00","0.00","0.00","0.00","0.00","0.00","0.00","0.00","0.00","0.00","0.00","0.00","0.00"]
[null,"September","0.00","0.00","0.00","0.00","0.00","0.00","0.00","0.00","0.00","0.00","0.00","0.00","0.00","0.00","0.00","0.00","0.00","0.00","0.00","0.00","0.00","0.00","0.00"]
[null,"October","0.00","0.00","0.00","0.00","0.00","0.00","0.00","0.00","0.00","0.00","0.00","0.00","0.00","0.00","0.00","0.00","0.00","0.00","0.00","0.00","0.00","0.00","0.00"]
[null,"November","0.00","0.00","0.00","0.00","0.00","0.00","0.00","0.00","0.00","0.00","0.00","0.00","0.00","0.00","0.00","0.00","0.00","0.00","0.00","0.00","0.00","0.00","0.00"]
[null,"December","0.00","0.00","0.00","0.00","0.00","0.00","0.00","0.00","0.00","0.00","0.00","0.00","0.00","0.00","0.00","0.00","0.00","0.00","0.00","0.00","0.00","0.00","0.00"]
[null,"12:01 to  1:00 am","0.00","0.00","0.00","0.00","0.00","0.00","0.00","0.00","0.00","0.00","0.00","0.00","0.00","0.00","0.00","0.00","0.00","0.00","0.00","0.00","0.00","0.00","0.00"]
[null," 1:01 to  2:00 am","0.00","0.00","0.00","0.00","0.00","0.00","0.00","0.00","0.00","0.00","0.00","0.00","0.00","0.00","0.00","0.00","0.00","0.00","0.00","0.00","0.00","0.00","0.00"]
[null," 2:01 to  3:00 am","0.00","0.00","0.00","0.00","0.00","0.00","0.00","0.00","0.00","0.00","0.00","0.00","0.00","0.00","0.00","0.00","0.00","0.00","0.00","0.00","0.00","0.00","0.00"]
[null," 3:01 to  4:00 am","0.00","0.00","0.00","0.00","0.00","0.00","0.00","0.00","0.00","0.00","0.00","0.00","0.00","0.00","0.00","0.00","0.00","0.00","0.00","0.00","0.00","0.00","0.00"]
[null," 4:01 to  5:00 am","0.00","0.00","0.00","0.00","0.00","0.00","0.00","0.00","0.00","0.00","0.00","0.00","0.00","0.00","0.00","0.00","0.00","0.00","0.00","0.00","0.00","0.00","0.00"]
[null," 5:01 to  6:00 am","0.00","0.00","0.00","0.00","0.00","0.00","0.00","0.00","0.00","0.00","0.00","0.00","0.00","0.00","0.00","0.00","0.00","0.00","0.00","0.00","0.00","0.00","0.00"]
[null," 6:01 to  7:00 am","0.00","0.00","0.00","0.00","0.00","0.00","0.00","0.00","0.00","0.00","0.00","0.00","0.00","0.00","0.00","0.00","0.00","0.00","0.00","0.00","0.00","0.00","0.00"]
[null," 7:01 to  8:00 am","0.00","0.00","0.00","0.00","0.00","0.00","0.00","0.00","0.00","0.00","0.00","0.00","0.00","0.00","0.00","0.00","0.00","0.00","0.00","0.00","0.00","0.00","0.00"]
[null," 8:01 to  9:00 am","0.00","0.00","0.00","0.00","0.00","0.00","0.00","0.00","0.00","0.00","0.00","0.00","0.00","0.00","0.00","0.00","0.00","0.00","0.00","0.00","0.00","0.00","0.00"]
[null," 9:01 to 10:00 am","0.00","0.00","0.00","0.00","0.00","0.00","0.00","0.00","0.00","0.00","0.00","0.00","0.00","0.00","0.00","0.00","0.00","0.00","0.00","0.00","0.00","0.00","0.00"]
[null,"10:01 to 11:00 am","0.00","0.00","0.00","0.00","0.00","0.00","0.00","0.00","0.00","0.00","0.00","0.00","0.00","0.00","0.00","0.00","0.00","0.00","0.00","0.00","0.00","0.00","0.00"]
[null,"11:01 to 12:00 pm","0.00","0.00","0.00","0.00","0.00","0.00","0.00","0.00","0.00","0.00","0.00","0.00","0.00","0.00","0.00","0.00","0.00","0.00","0.00","0.00","0.00","0.00","0.00"]
[null,"12:01 to  1:00 pm","0.00","0.00","0.00","0.00","0.00","0.00","0.00","0.00","0.00","0.00","0.00","0.00","0.00","0.00","0.00","0.00","0.00","0.00","0.00","0.00","0.00","0.00","0.00"]
[null," 1:01 to  2:00 pm","0.00","0.00","0.00","0.00","0.00","0.00","0.00","0.00","0.00","0.00","0.00","0.00","0.00","0.00","0.00","0.00","0.00","0.00","0.00","0.00","0.00","0.00","0.00"]
[null," 2:01 to  3:00 pm","0.00","0.00","0.00","0.00","0.00","0.00","0.00","0.00","0.00","0.00","0.00","0.00","0.00","0.00","0.00","0.00","0.00","0.00","0.00","0.00","0.00","0.00","0.00"]
[null," 3:01 to  4:00 pm","0.00","0.00","0.00","0.00","0.00","0.00","0.00","0.00","0.00","0.00","0.00","0.00","0.00","0.00","0.00","0.00","0.00","0.00","0.00","0.00","0.00","0.00","0.00"]
[null," 4:01 to  5:00 pm","0.00","0.00","0.00","0.00","0.00","0.00","0.00","0.00","0.00","0.00","0.00","0.00","0.00","0.00","0.00","0.00","0.00","0.00","0.00","0.00","0.00","0.00","0.00"]
[null," 5:01 to  6:00 pm","0.00","0.00","0.00","0.00","0.00","0.00","0.00","0.00","0.00","0.00","0.00","0.00","0.00","0.00","0.00","0.00","0.00","0.00","0.00","0.00","0.00","0.00","0.00"]
[null," 6:01 to  7:00 pm","0.00","0.00","0.00","0.00","0.00","0.00","0.00","0.00","0.00","0.00","0.00","0.00","0.00","0.00","0.00","0.00","0.00","0.00","0.00","0.00","0.00","0.00","0.00"]
[null," 7:01 to  8:00 pm","0.00","0.00","0.00","0.00","0.00","0.00","0.00","0.00","0.00","0.00","0.00","0.00","0.00","0.00","0.00","0.00","0.00","0.00","0.00","0.00","0.00","0.00","0.00"]
[null," 8:01 to  9:00 pm","0.00","0.00","0.00","0.00","0.00","0.00","0.00","0.00","0.00","0.00","0.00","0.00","0.00","0.00","0.00","0.00","0.00","0.00","0.00","0.00","0.00","0.00","0.00"]
[null," 9:01 to 10:00 pm","0.00","0.00","0.00","0.00","0.00","0.00","0.00","0.00","0.00","0.00","0.00","0.00","0.00","0.00","0.00","0.00","0.00","0.00","0.00","0.00","0.00","0.00","0.00"]
[null,"10:01 to 11:00 pm","0.00","0.00","0.00","0.00","0.00","0.00","0.00","0.00","0.00","0.00","0.00","0.00","0.00","0.00","0.00","0.00","0.00","0.00","0.00","0.00","0.00","0.00","0.00"]
[null,"11:01 to 12:00 am","0.00","0.00","0.00","0.00","0.00","0.00","0.00","0.00","0.00","0.00","0.00","0.00","0.00","0.00","0.00","0.00","0.00","0.00","0.00","0.00","0.00","0.00","0.00"]
[null,"Total","0.00","0.00","0.00","0.00","0.00","0.00","0.00","0.00","0.00","0.00","0.00","0.00","0.00","0.00","0.00","0.00","0.00","0.00","0.00","0.00","0.00","0.00","0.00"]
[]
[]
["Statistics"]
[]
[null,null,"Statistic"]
[null,"Minimum","0.179769+309"]
[null,"Mean minus two standard deviations","0.00"]
[null,"Mean","0.00"]
[null,"Mean plus two standard deviations","0.00"]
[null,"Maximum","-.179769+309"]
[null,"Standard deviation","0.00"]
[]
[]
["----------------------------------------------------------------------------------------------------"]
["REPORT:","ZONE MEAN AIR TEMPERATURE [C] [RT2012 BATIMENT à USAGE D'HABITATION - LOGEMENT COLLECTIF - OCCUPATION]"]
["FOR:","1ERETAGE:ESCALIER"]
["Values in table are in hours."]
[]
["Time Bin Results"]
[]
[null,null,"- [hr]","1 [hr]","2 [hr]","3 [hr]","4 [hr]","5 [hr]","6 [hr]","7 [hr]","8 [hr]","9 [hr]","10 [hr]","11 [hr]","12 [hr]","13 [hr]","14 [hr]","15 [hr]","16 [hr]","17 [hr]","18 [hr]","19 [hr]","20 [hr]","- [hr]","- [hr]"]
[null,"Interval Start","less than","12.00<=","13.00<=","14.00<=","15.00<=","16.00<=","17.00<=","18.00<=","19.00<=","20.00<=","21.00<=","22.00<=","23.00<=","24.00<=","25.00<=","26.00<=","27.00<=","28.00<=","29.00<=","30.00<=","31.00<=","equal to or more than","Row"]
[null,"Interval End","12.00","13.00>","14.00>","15.00>","16.00>","17.00>","18.00>","19.00>","20.00>","21.00>","22.00>","23.00>","24.00>","25.00>","26.00>","27.00>","28.00>","29.00>","30.00>","31.00>","32.00>","32.00","Total"]
[null,"January","0.00","0.00","0.00","0.00","57.00","357.50","147.50","0.00","0.00","0.00","0.00","0.00","0.00","0.00","0.00","0.00","0.00","0.00","0.00","0.00","0.00","0.00","562.00"]
[null,"February","0.00","0.00","0.00","0.00","0.00","388.00","124.00","0.00","0.00","0.00","0.00","0.00","0.00","0.00","0.00","0.00","0.00","0.00","0.00","0.00","0.00","0.00","512.00"]
[null,"March","0.00","0.00","0.00","0.00","0.00","121.00","442.50","11.50","0.00","0.00","0.00","0.00","0.00","0.00","0.00","0.00","0.00","0.00","0.00","0.00","0.00","0.00","575.00"]
[null,"April","0.00","0.00","0.00","0.00","0.00","14.00","208.50","190.00","128.00","1.50","0.00","0.00","0.00","0.00","0.00","0.00","0.00","0.00","0.00","0.00","0.00","0.00","542.00"]
[null,"May","0.00","0.00","0.00","0.00","0.00","0.00","0.00","75.00","206.00","123.50","94.50","53.00","10.00","0.00","0.00","0.00","0.00","0.00","0.00","0.00","0.00","0.00","562.00"]
[null,"June","0.00","0.00","0.00","0.00","0.00","0.00","0.00","0.00","51.50","111.50","23.00","97.50","170.00","94.50","12.00","0.00","0.00","0.00","0.00","0.00","0.00","0.00","560.00"]
[null,"July","0.00","0.00","0.00","0.00","0.00","0.00","0.00","0.00","0.00","0.00","0.00","66.00","90.50","141.00","214.00","50.50","0.00","0.00","0.00","0.00","0.00","0.00","562.00"]
[null,"August","0.00","0.00","0.00","0.00","0.00","0.00","0.00","0.00","0.00","0.00","0.00","0.00","46.00","158.50","274.00","81.00","6.50","0.00","0.00","0.00","0.00","0.00","566.00"]
[null,"September","0.00","0.00","0.00","0.00","0.00","0.00","0.00","4.00","103.00","122.50","107.00","137.50","45.50","31.50","0.00","0.00","0.00","0.00","0.00","0.00","0.00","0.00","551.00"]
[null,"October","0.00","0.00","0.00","0.00","0.00","0.00","146.00","248.50","102.50","65.00","0.00","0.00","0.00","0.00","0.00","0.00","0.00","0.00","0.00","0.00","0.00","0.00","562.00"]
[null,"November","0.00","0.00","0.00","0.00","0.00","233.00","282.50","35.50","0.00","0.00","0.00","0.00","0.00","0.00","0.00","0.00","0.00","0.00","0.00","0.00","0.00","0.00","551.00"]
[null,"December","0.00","0.00","0.00","0.00","25.50","391.00","149.50","0.00","0.00","0.00","0.00","0.00","0.00","0.00","0.00","0.00","0.00","0.00","0.00","0.00","0.00","0.00","566.00"]
[null,"12:01 to  1:00 am","0.00","0.00","0.00","0.00","1.00","75.00","94.00","32.00","32.50","22.50","12.00","20.00","23.00","19.50","28.50","5.00","0.00","0.00","0.00","0.00","0.00","0.00","365.00"]
[null," 1:01 to  2:00 am","0.00","0.00","0.00","0.00","1.00","81.50","90.50","29.00","34.00","21.00","12.50","20.50","22.50","23.50","24.50","4.50","0.00","0.00","0.00","0.00","0.00","0.00","365.00"]
[null," 2:01 to  3:00 am","0.00","0.00","0.00","0.00","2.00","82.50","92.00","26.00","36.00","18.50","13.00","21.00","21.00","30.00","19.50","3.50","0.00","0.00","0.00","0.00","0.00","0.00","365.00"]
[null," 3:01 to  4:00 am","0.00","0.00","0.00","0.00","2.50","87.00","87.50","29.00","33.00","18.50","12.50","21.00","21.50","30.50","19.00","3.00","0.00","0.00","0.00","0.00","0.00","0.00","365.00"]
[null," 4:01 to  5:00 am","0.00","0.00","0.00","0.00","5.50","96.50","75.00","32.50","29.50","19.50","12.00","21.50","21.00","32.00","18.00","2.00","0.00","0.00","0.00","0.00","0.00","0.00","365.00"]
[null," 5:01 to  6:00 am","0.00","0.00","0.00","0.00","9.00","99.50","70.50","31.50","29.50","19.00","12.00","21.00","22.00","31.50","17.50","2.00","0.00","0.00","0.00","0.00","0.00","0.00","365.00"]
[null," 6:01 to  7:00 am","0.00","0.00","0.00","0.00","12.00","101.00","67.50","29.50","28.50","20.00","12.00","21.00","23.00","30.00","18.50","2.00","0.00","0.00","0.00","0.00","0.00","0.00","365.00"]
[null," 7:01 to  8:00 am","0.00","0.00","0.00","0.00","12.00","105.00","63.00","25.50","31.00","20.50","13.00","20.50","22.00","28.00","21.00","3.50","0.00","0.00","0.00","0.00","0.00","0.00","365.00"]
[null," 8:01 to  9:00 am","0.00","0.00","0.00","0.00","12.00","102.50","46.50","13.00","14.50","9.50","4.00","9.00","8.00","12.00","10.00","2.00","0.00","0.00","0.00","0.00","0.00","0.00","243.00"]
[null," 9:01 to 10:00 am","0.00","0.00","0.00","0.00","4.50","42.50","22.00","8.00","13.00","6.50","1.50","5.00","6.00","6.00","8.50","1.50","0.00","0.00","0.00","0.00","0.00","0.00","125.00"]
[null,"10:01 to 11:00 am","0.00","0.00","0.00","0.00","3.50","26.00","17.50","9.00","11.00","8.00","2.00","3.50","6.50","4.00","11.00","2.00","0.00","0.00","0.00","0.00","0.00","0.00","104.00"]
[null,"11:01 to 12:00 pm","0.00","0.00","0.00","0.00","2.00","23.50","20.50","9.50","9.50","8.00","3.00","4.00","6.50","4.50","11.00","2.00","0.00","0.00","0.00","0.00","0.00","0.00","104.00"]
[null,"12:01 to  1:00 pm","0.00","0.00","0.00","0.00","2.00","21.50","21.50","10.00","10.00","7.00","4.00","3.50","5.00","5.00","12.50","2.00","0.00","0.00","0.00","0.00","0.00","0.00","104.00"]
[null," 1:01 to  2:00 pm","0.00","0.00","0.00","0.00","2.00","18.00","26.00","13.00","13.00","13.00","6.00","6.00","8.50","6.50","18.00","5.00","0.00","0.00","0.00","0.00","0.00","0.00","135.00"]
[null," 2:01 to  3:00 pm","0.00","0.00","0.00","0.00","2.00","24.50","38.00","15.50","11.50","14.50","6.00","6.00","8.00","7.00","16.00","6.00","1.00","0.00","0.00","0.00","0.00","0.00","156.00"]
[null," 3:01 to  4:00 pm","0.00","0.00","0.00","0.00","1.50","26.50","36.00","16.00","10.50","16.00","5.50","6.50","7.50","7.00","16.00","6.00","1.00","0.00","0.00","0.00","0.00","0.00","156.00"]
[null," 4:01 to  5:00 pm","0.00","0.00","0.00","0.00","1.00","26.50","37.00","16.00","14.00","12.50","5.00","7.50","7.00","6.50","15.00","7.00","1.00","0.00","0.00","0.00","0.00","0.00","156.00"]
[null," 5:01 to  6:00 pm","0.00","0.00","0.00","0.00","1.00","28.00","45.50","29.00","34.00","25.50","12.00","16.50","16.50","21.50","31.50","15.00","2.00","0.00","0.00","0.00","0.00","0.00","278.00"]
[null," 6:01 to  7:00 pm","0.00","0.00","0.00","0.00","1.00","72.00","89.50","30.50","34.50","23.50","13.00","18.00","14.00","23.50","30.00","14.00","1.50","0.00","0.00","0.00","0.00","0.00","365.00"]
[null," 7:01 to  8:00 pm","0.00","0.00","0.00","0.00","1.00","74.00","89.00","31.00","34.00","22.50","13.50","19.50","17.00","18.50","31.50","13.50","0.00","0.00","0.00","0.00","0.00","0.00","365.00"]
[null," 8:01 to  9:00 pm","0.00","0.00","0.00","0.00","1.00","73.00","91.00","31.00","32.50","24.50","14.00","20.50","18.50","18.00","32.00","9.00","0.00","0.00","0.00","0.00","0.00","0.00","365.00"]
[null," 9:01 to 10:00 pm","0.00","0.00","0.00","0.00","1.00","73.00","92.50","32.50","31.50","24.50","13.00","20.00","19.00","18.00","32.00","8.00","0.00","0.00","0.00","0.00","0.00","0.00","365.00"]
[null,"10:01 to 11:00 pm","0.00","0.00","0.00","0.00","1.00","73.00","93.00","33.00","32.00","24.00","12.00","21.00","18.00","21.50","29.50","7.00","0.00","0.00","0.00","0.00","0.00","0.00","365.00"]
[null,"11:01 to 12:00 am","0.00","0.00","0.00","0.00","1.00","72.00","95.00","32.50","31.50","25.00","11.00","21.00","20.00","21.00","29.00","6.00","0.00","0.00","0.00","0.00","0.00","0.00","365.00"]
[null,"Total","0.00","0.00","0.00","0.00","82.50","1504.50","1500.50","564.50","591.00","424.00","224.50","354.00","362.00","425.50","500.00","131.50","6.50","0.00","0.00","0.00","0.00","0.00","6671.00"]
[]
[]
["Statistics"]
[]
[null,null,"Statistic"]
[null,"Minimum","15.57"]
[null,"Mean minus two standard deviations","13.34"]
[null,"Mean","19.65"]
[null,"Mean plus two standard deviations","25.97"]
[null,"Maximum","27.14"]
[null,"Standard deviation","3.16"]
[]
[]
["----------------------------------------------------------------------------------------------------"]
["REPORT:","ZONE MEAN RADIANT TEMPERATURE [C] [RT2012 BATIMENT à USAGE D'HABITATION - LOGEMENT COLLECTIF - OCCUPATION]"]
["FOR:","1ERETAGE:ESCALIER"]
["Values in table are in hours."]
[]
["Time Bin Results"]
[]
[null,null,"- [hr]","1 [hr]","2 [hr]","3 [hr]","4 [hr]","5 [hr]","6 [hr]","7 [hr]","8 [hr]","9 [hr]","10 [hr]","11 [hr]","12 [hr]","13 [hr]","14 [hr]","15 [hr]","16 [hr]","17 [hr]","18 [hr]","19 [hr]","20 [hr]","- [hr]","- [hr]"]
[null,"Interval Start","less than","12.00<=","13.00<=","14.00<=","15.00<=","16.00<=","17.00<=","18.00<=","19.00<=","20.00<=","21.00<=","22.00<=","23.00<=","24.00<=","25.00<=","26.00<=","27.00<=","28.00<=","29.00<=","30.00<=","31.00<=","equal to or more than","Row"]
[null,"Interval End","12.00","13.00>","14.00>","15.00>","16.00>","17.00>","18.00>","19.00>","20.00>","21.00>","22.00>","23.00>","24.00>","25.00>","26.00>","27.00>","28.00>","29.00>","30.00>","31.00>","32.00>","32.00","Total"]
[null,"January","0.00","0.00","0.00","0.00","0.00","120.00","442.00","0.00","0.00","0.00","0.00","0.00","0.00","0.00","0.00","0.00","0.00","0.00","0.00","0.00","0.00","0.00","562.00"]
[null,"February","0.00","0.00","0.00","0.00","0.00","11.50","500.50","0.00","0.00","0.00","0.00","0.00","0.00","0.00","0.00","0.00","0.00","0.00","0.00","0.00","0.00","0.00","512.00"]
[null,"March","0.00","0.00","0.00","0.00","0.00","2.00","339.50","233.50","0.00","0.00","0.00","0.00","0.00","0.00","0.00","0.00","0.00","0.00","0.00","0.00","0.00","0.00","575.00"]
[null,"April","0.00","0.00","0.00","0.00","0.00","0.00","74.00","250.50","203.50","14.00","0.00","0.00","0.00","0.00","0.00","0.00","0.00","0.00","0.00","0.00","0.00","0.00","542.00"]
[null,"May","0.00","0.00","0.00","0.00","0.00","0.00","0.00","24.50","192.50","154.00","87.50","75.50","28.00","0.00","0.00","0.00","0.00","0.00","0.00","0.00","0.00","0.00","562.00"]
[null,"June","0.00","0.00","0.00","0.00","0.00","0.00","0.00","0.00","18.00","139.00","27.00","46.00","149.00","155.50","25.50","0.00","0.00","0.00","0.00","0.00","0.00","0.00","560.00"]
[null,"July","0.00","0.00","0.00","0.00","0.00","0.00","0.00","0.00","0.00","0.00","0.00","30.50","93.50","105.00","225.50","107.50","0.00","0.00","0.00","0.00","0.00","0.00","562.00"]
[null,"August","0.00","0.00","0.00","0.00","0.00","0.00","0.00","0.00","0.00","0.00","0.00","0.00","11.50","73.00","349.00","124.00","8.50","0.00","0.00","0.00","0.00","0.00","566.00"]
[null,"September","0.00","0.00","0.00","0.00","0.00","0.00","0.00","0.00","75.50","78.50","135.50","166.50","45.50","49.50","0.00","0.00","0.00","0.00","0.00","0.00","0.00","0.00","551.00"]
[null,"October","0.00","0.00","0.00","0.00","0.00","0.00","9.00","335.50","100.50","112.50","4.50","0.00","0.00","0.00","0.00","0.00","0.00","0.00","0.00","0.00","0.00","0.00","562.00"]
[null,"November","0.00","0.00","0.00","0.00","0.00","0.00","403.50","147.50","0.00","0.00","0.00","0.00","0.00","0.00","0.00","0.00","0.00","0.00","0.00","0.00","0.00","0.00","551.00"]
[null,"December","0.00","0.00","0.00","0.00","0.00","66.50","499.50","0.00","0.00","0.00","0.00","0.00","0.00","0.00","0.00","0.00","0.00","0.00","0.00","0.00","0.00","0.00","566.00"]
[null,"12:01 to  1:00 am","0.00","0.00","0.00","0.00","0.00","2.00","129.50","57.00","33.50","26.00","15.00","16.00","18.00","24.00","31.50","12.00","0.50","0.00","0.00","0.00","0.00","0.00","365.00"]
[null," 1:01 to  2:00 am","0.00","0.00","0.00","0.00","0.00","5.50","129.00","56.00","32.00","25.50","15.00","19.50","16.50","22.50","32.50","11.00","0.00","0.00","0.00","0.00","0.00","0.00","365.00"]
[null," 2:01 to  3:00 am","0.00","0.00","0.00","0.00","0.00","9.50","127.50","54.50","32.50","25.00","14.50","20.50","19.00","20.00","31.00","11.00","0.00","0.00","0.00","0.00","0.00","0.00","365.00"]
[null," 3:01 to  4:00 am","0.00","0.00","0.00","0.00","0.00","11.50","129.50","51.00","35.00","23.50","14.50","20.00","19.00","19.50","32.00","9.50","0.00","0.00","0.00","0.00","0.00","0.00","365.00"]
[null," 4:01 to  5:00 am","0.00","0.00","0.00","0.00","0.00","12.00","133.50","48.00","33.50","24.00","14.00","21.00","18.50","20.00","31.50","9.00","0.00","0.00","0.00","0.00","0.00","0.00","365.00"]
[null," 5:01 to  6:00 am","0.00","0.00","0.00","0.00","0.00","16.50","134.50","44.50","32.50","24.00","13.00","21.50","18.50","20.00","31.00","9.00","0.00","0.00","0.00","0.00","0.00","0.00","365.00"]
[null," 6:01 to  7:00 am","0.00","0.00","0.00","0.00","0.00","22.50","134.00","39.50","33.00","23.50","12.00","19.50","20.00","19.00","33.00","9.00","0.00","0.00","0.00","0.00","0.00","0.00","365.00"]
[null," 7:01 to  8:00 am","0.00","0.00","0.00","0.00","0.00","24.50","131.50","39.00","34.00","23.00","12.00","19.00","18.50","21.00","32.50","10.00","0.00","0.00","0.00","0.00","0.00","0.00","365.00"]
[null," 8:01 to  9:00 am","0.00","0.00","0.00","0.00","0.00","24.50","121.50","25.50","13.00","10.50","5.00","7.50","8.00","7.50","14.50","5.50","0.00","0.00","0.00","0.00","0.00","0.00","243.00"]
[null," 9:01 to 10:00 am","0.00","0.00","0.00","0.00","0.00","9.50","52.00","13.00","10.50","8.50","4.00","4.00","4.00","5.50","11.00","3.00","0.00","0.00","0.00","0.00","0.00","0.00","125.00"]
[null,"10:01 to 11:00 am","0.00","0.00","0.00","0.00","0.00","5.50","32.50","15.00","10.00","9.00","4.00","4.00","4.00","6.00","11.00","3.00","0.00","0.00","0.00","0.00","0.00","0.00","104.00"]
[null,"11:01 to 12:00 pm","0.00","0.00","0.00","0.00","0.00","5.00","28.50","19.00","8.50","10.50","4.50","4.00","3.00","6.00","12.00","3.00","0.00","0.00","0.00","0.00","0.00","0.00","104.00"]
[null,"12:01 to  1:00 pm","0.00","0.00","0.00","0.00","0.00","4.00","28.00","20.00","7.00","12.00","5.00","4.00","3.00","6.00","12.00","3.00","0.00","0.00","0.00","0.00","0.00","0.00","104.00"]
[null," 1:01 to  2:00 pm","0.00","0.00","0.00","0.00","0.00","2.00","31.00","24.00","11.00","17.00","6.00","6.50","7.50","8.00","14.50","7.50","0.00","0.00","0.00","0.00","0.00","0.00","135.00"]
[null," 2:01 to  3:00 pm","0.00","0.00","0.00","0.00","0.00","2.00","49.00","26.00","12.00","16.00","7.00","6.00","8.00","7.00","15.00","8.00","0.00","0.00","0.00","0.00","0.00","0.00","156.00"]
[null," 3:01 to  4:00 pm","0.00","0.00","0.00","0.00","0.00","2.00","49.00","26.00","12.00","16.00","7.00","6.00","8.00","7.00","15.00","8.00","0.00","0.00","0.00","0.00","0.00","0.00","156.00"]
[null," 4:01 to  5:00 pm","0.00","0.00","0.00","0.00","0.00","2.00","49.50","26.00","11.50","16.00","7.00","5.50","8.50","7.00","15.50","7.50","0.00","0.00","0.00","0.00","0.00","0.00","156.00"]
[null," 5:01 to  6:00 pm","0.00","0.00","0.00","0.00","0.00","2.00","50.00","47.00","29.50","28.00","16.00","14.00","19.00","23.50","27.50","19.50","2.00","0.00","0.00","0.00","0.00","0.00","278.00"]
[null," 6:01 to  7:00 pm","0.00","0.00","0.00","0.00","0.00","8.00","118.50","60.00","31.50","27.50","14.50","14.50","19.50","22.00","29.50","18.50","1.00","0.00","0.00","0.00","0.00","0.00","365.00"]
[null," 7:01 to  8:00 pm","0.00","0.00","0.00","0.00","0.00","7.50","119.50","60.50","32.00","28.00","12.50","17.00","17.00","22.50","34.00","13.50","1.00","0.00","0.00","0.00","0.00","0.00","365.00"]
[null," 8:01 to  9:00 pm","0.00","0.00","0.00","0.00","0.00","5.50","122.00","60.50","33.50","26.50","12.00","18.00","17.00","22.00","35.00","12.00","1.00","0.00","0.00","0.00","0.00","0.00","365.00"]
[null," 9:01 to 10:00 pm","0.00","0.00","0.00","0.00","0.00","6.00","121.50","60.50","34.00","26.00","12.50","17.50","17.50","21.50","34.00","13.00","1.00","0.00","0.00","0.00","0.00","0.00","365.00"]
[null,"10:01 to 11:00 pm","0.00","0.00","0.00","0.00","0.00","6.00","122.00","60.00","34.00","26.00","13.00","17.00","18.00","21.50","33.50","13.00","1.00","0.00","0.00","0.00","0.00","0.00","365.00"]
[null,"11:01 to 12:00 am","0.00","0.00","0.00","0.00","0.00","4.50","124.50","59.00","34.00","26.00","14.50","16.00","17.50","24.00","31.00","13.00","1.00","0.00","0.00","0.00","0.00","0.00","365.00"]
[null,"Total","0.00","0.00","0.00","0.00","0.00","200.00","2268.00","991.50","590.00","498.00","254.50","318.50","327.50","383.00","600.00","231.50","8.50","0.00","0.00","0.00","0.00","0.00","6671.00"]
[]
[]
["Statistics"]
[]
[null,null,"Statistic"]
[null,"Minimum","16.50"]
[null,"Mean minus two standard deviations","14.04"]
[null,"Mean","20.13"]
[null,"Mean plus two standard deviations","26.22"]
[null,"Maximum","27.33"]
[null,"Standard deviation","3.04"]
[]
[]
["----------------------------------------------------------------------------------------------------"]
["REPORT:","ZONE OPERATIVE TEMPERATURE [C] [RT2012 BATIMENT à USAGE D'HABITATION - LOGEMENT COLLECTIF - OCCUPATION]"]
["FOR:","1ERETAGE:ESCALIER"]
["Values in table are in hours."]
[]
["Time Bin Results"]
[]
[null,null,"- [hr]","1 [hr]","2 [hr]","3 [hr]","4 [hr]","5 [hr]","6 [hr]","7 [hr]","8 [hr]","9 [hr]","10 [hr]","11 [hr]","12 [hr]","13 [hr]","14 [hr]","15 [hr]","16 [hr]","17 [hr]","18 [hr]","19 [hr]","20 [hr]","- [hr]","- [hr]"]
[null,"Interval Start","less than","12.00<=","13.00<=","14.00<=","15.00<=","16.00<=","17.00<=","18.00<=","19.00<=","20.00<=","21.00<=","22.00<=","23.00<=","24.00<=","25.00<=","26.00<=","27.00<=","28.00<=","29.00<=","30.00<=","31.00<=","equal to or more than","Row"]
[null,"Interval End","12.00","13.00>","14.00>","15.00>","16.00>","17.00>","18.00>","19.00>","20.00>","21.00>","22.00>","23.00>","24.00>","25.00>","26.00>","27.00>","28.00>","29.00>","30.00>","31.00>","32.00>","32.00","Total"]
[null,"January","0.00","0.00","0.00","0.00","0.00","327.50","234.50","0.00","0.00","0.00","0.00","0.00","0.00","0.00","0.00","0.00","0.00","0.00","0.00","0.00","0.00","0.00","562.00"]
[null,"February","0.00","0.00","0.00","0.00","0.00","182.00","330.00","0.00","0.00","0.00","0.00","0.00","0.00","0.00","0.00","0.00","0.00","0.00","0.00","0.00","0.00","0.00","512.00"]
[null,"March","0.00","0.00","0.00","0.00","0.00","31.50","486.50","57.00","0.00","0.00","0.00","0.00","0.00","0.00","0.00","0.00","0.00","0.00","0.00","0.00","0.00","0.00","575.00"]
[null,"April","0.00","0.00","0.00","0.00","0.00","0.00","158.00","216.00","162.50","5.50","0.00","0.00","0.00","0.00","0.00","0.00","0.00","0.00","0.00","0.00","0.00","0.00","542.00"]
[null,"May","0.00","0.00","0.00","0.00","0.00","0.00","0.00","42.00","209.50","134.50","97.50","68.00","10.50","0.00","0.00","0.00","0.00","0.00","0.00","0.00","0.00","0.00","562.00"]
[null,"June","0.00","0.00","0.00","0.00","0.00","0.00","0.00","0.00","30.50","131.50","22.00","74.50","175.00","111.00","15.50","0.00","0.00","0.00","0.00","0.00","0.00","0.00","560.00"]
[null,"July","0.00","0.00","0.00","0.00","0.00","0.00","0.00","0.00","0.00","0.00","0.00","51.50","83.00","121.50","227.00","79.00","0.00","0.00","0.00","0.00","0.00","0.00","562.00"]
[null,"August","0.00","0.00","0.00","0.00","0.00","0.00","0.00","0.00","0.00","0.00","0.00","0.00","36.00","91.50","328.50","103.50","6.50","0.00","0.00","0.00","0.00","0.00","566.00"]
[null,"September","0.00","0.00","0.00","0.00","0.00","0.00","0.00","0.00","93.50","106.50","116.00","150.00","44.50","40.50","0.00","0.00","0.00","0.00","0.00","0.00","0.00","0.00","551.00"]
[null,"October","0.00","0.00","0.00","0.00","0.00","0.00","70.50","300.00","101.50","90.00","0.00","0.00","0.00","0.00","0.00","0.00","0.00","0.00","0.00","0.00","0.00","0.00","562.00"]
[null,"November","0.00","0.00","0.00","0.00","0.00","70.00","409.00","72.00","0.00","0.00","0.00","0.00","0.00","0.00","0.00","0.00","0.00","0.00","0.00","0.00","0.00","0.00","551.00"]
[null,"December","0.00","0.00","0.00","0.00","0.00","209.00","357.00","0.00","0.00","0.00","0.00","0.00","0.00","0.00","0.00","0.00","0.00","0.00","0.00","0.00","0.00","0.00","566.00"]
[null,"12:01 to  1:00 am","0.00","0.00","0.00","0.00","0.00","29.50","128.50","37.50","32.50","24.50","13.50","21.50","19.50","18.50","30.50","9.00","0.00","0.00","0.00","0.00","0.00","0.00","365.00"]
[null," 1:01 to  2:00 am","0.00","0.00","0.00","0.00","0.00","35.00","125.00","37.00","32.00","24.50","13.50","21.00","19.00","19.50","29.50","9.00","0.00","0.00","0.00","0.00","0.00","0.00","365.00"]
[null," 2:01 to  3:00 am","0.00","0.00","0.00","0.00","0.00","40.50","121.50","35.00","32.50","26.00","11.50","21.00","20.00","20.00","29.50","7.50","0.00","0.00","0.00","0.00","0.00","0.00","365.00"]
[null," 3:01 to  4:00 am","0.00","0.00","0.00","0.00","0.00","48.50","116.50","32.50","34.50","24.00","12.00","20.00","20.00","21.00","30.00","6.00","0.00","0.00","0.00","0.00","0.00","0.00","365.00"]
[null," 4:01 to  5:00 am","0.00","0.00","0.00","0.00","0.00","57.00","108.00","35.00","33.50","23.00","12.50","19.00","21.50","22.00","27.50","6.00","0.00","0.00","0.00","0.00","0.00","0.00","365.00"]
[null," 5:01 to  6:00 am","0.00","0.00","0.00","0.00","0.00","62.50","103.50","34.50","33.50","23.00","12.00","19.50","21.50","23.00","26.50","5.50","0.00","0.00","0.00","0.00","0.00","0.00","365.00"]
[null," 6:01 to  7:00 am","0.00","0.00","0.00","0.00","0.00","68.50","101.00","31.50","33.00","22.00","12.50","20.50","21.00","21.50","28.00","5.50","0.00","0.00","0.00","0.00","0.00","0.00","365.00"]
[null," 7:01 to  8:00 am","0.00","0.00","0.00","0.00","0.00","73.00","94.50","32.50","32.00","23.50","12.50","20.00","20.50","20.50","28.50","7.50","0.00","0.00","0.00","0.00","0.00","0.00","365.00"]
[null," 8:01 to  9:00 am","0.00","0.00","0.00","0.00","0.00","73.00","83.00","17.00","14.00","10.00","3.50","8.50","9.50","8.00","12.50","4.00","0.00","0.00","0.00","0.00","0.00","0.00","243.00"]
[null," 9:01 to 10:00 am","0.00","0.00","0.00","0.00","0.00","29.50","37.00","10.50","11.50","7.50","2.00","4.50","5.50","4.50","10.50","2.00","0.00","0.00","0.00","0.00","0.00","0.00","125.00"]
[null,"10:01 to 11:00 am","0.00","0.00","0.00","0.00","0.00","15.00","30.00","10.50","9.50","8.00","3.50","3.50","6.00","5.00","11.00","2.00","0.00","0.00","0.00","0.00","0.00","0.00","104.00"]
[null,"11:01 to 12:00 pm","0.00","0.00","0.00","0.00","0.00","11.00","31.00","12.00","10.50","6.50","5.00","4.00","4.00","6.00","11.00","3.00","0.00","0.00","0.00","0.00","0.00","0.00","104.00"]
[null,"12:01 to  1:00 pm","0.00","0.00","0.00","0.00","0.00","8.00","33.00","12.50","8.50","9.00","5.00","4.00","4.00","5.00","12.00","3.00","0.00","0.00","0.00","0.00","0.00","0.00","104.00"]
[null," 1:01 to  2:00 pm","0.00","0.00","0.00","0.00","0.00","8.00","30.00","20.00","12.50","14.50","6.00","6.00","8.00","7.50","16.50","6.00","0.00","0.00","0.00","0.00","0.00","0.00","135.00"]
[null," 2:01 to  3:00 pm","0.00","0.00","0.00","0.00","0.00","13.00","43.00","23.00","12.00","15.00","6.00","6.00","8.00","7.00","16.00","6.50","0.50","0.00","0.00","0.00","0.00","0.00","156.00"]
[null," 3:01 to  4:00 pm","0.00","0.00","0.00","0.00","0.00","13.00","44.00","23.00","11.00","15.00","6.00","6.00","8.00","7.00","15.50","6.50","1.00","0.00","0.00","0.00","0.00","0.00","156.00"]
[null," 4:01 to  5:00 pm","0.00","0.00","0.00","0.00","0.00","13.00","45.50","21.50","11.00","15.00","6.00","6.00","8.00","7.00","15.00","7.00","1.00","0.00","0.00","0.00","0.00","0.00","156.00"]
[null," 5:01 to  6:00 pm","0.00","0.00","0.00","0.00","0.00","13.00","53.00","35.00","31.50","28.00","12.50","15.50","18.50","22.00","29.50","17.50","2.00","0.00","0.00","0.00","0.00","0.00","278.00"]
[null," 6:01 to  7:00 pm","0.00","0.00","0.00","0.00","0.00","36.00","114.00","40.00","32.50","27.50","11.50","17.00","17.00","20.50","33.50","14.50","1.00","0.00","0.00","0.00","0.00","0.00","365.00"]
[null," 7:01 to  8:00 pm","0.00","0.00","0.00","0.00","0.00","36.00","115.00","40.50","32.00","26.50","13.50","17.00","15.50","23.00","32.00","13.00","1.00","0.00","0.00","0.00","0.00","0.00","365.00"]
[null," 8:01 to  9:00 pm","0.00","0.00","0.00","0.00","0.00","35.50","119.00","37.50","33.50","25.00","13.50","20.50","17.50","19.00","33.00","11.00","0.00","0.00","0.00","0.00","0.00","0.00","365.00"]
[null," 9:01 to 10:00 pm","0.00","0.00","0.00","0.00","0.00","35.00","122.50","35.50","34.00","24.00","14.00","20.50","18.00","19.50","31.00","11.00","0.00","0.00","0.00","0.00","0.00","0.00","365.00"]
[null,"10:01 to 11:00 pm","0.00","0.00","0.00","0.00","0.00","34.00","123.50","35.50","35.00","23.00","14.00","21.00","19.00","19.00","30.50","10.50","0.00","0.00","0.00","0.00","0.00","0.00","365.00"]
[null,"11:01 to 12:00 am","0.00","0.00","0.00","0.00","0.00","32.50","123.50","37.50","35.00","23.00","13.50","21.50","19.50","18.50","31.50","9.00","0.00","0.00","0.00","0.00","0.00","0.00","365.00"]
[null,"Total","0.00","0.00","0.00","0.00","0.00","820.00","2045.50","687.00","597.50","468.00","235.50","344.00","349.00","364.50","571.00","182.50","6.50","0.00","0.00","0.00","0.00","0.00","6671.00"]
[]
[]
["Statistics"]
[]
[null,null,"Statistic"]
[null,"Minimum","16.04"]
[null,"Mean minus two standard deviations","13.69"]
[null,"Mean","19.89"]
[null,"Mean plus two standard deviations","26.09"]
[null,"Maximum","27.22"]
[null,"Standard deviation","3.10"]

{"sheet":"Résultats","index":1,"n_rows":16,"n_cols":7,"rows_kept":16,"cut":false,"hidden":false,"merged":[]}
["Nom Zone","Nb heures >= 28"]
["0RDC:LCR",72.5]
["0RDC:ESCALIER",0]
["0RDC:APPARTEMENTS",5,null,null,null,null,"A saisir"]
["0RDC:HALL",10,null,null,null,"T° seuil :",28]
["0RDC:LOCALPOUBELLES",0,null,null,null,"Type de T° :","Air"]
["SOUSSOL:GARAGE",0]
["2EETAGE:APPARTEMENTS",36.5]
["2EETAGE:ESCALIERO",52]
["2EETAGE:ESCALIERE",0]
["3EVERANDA:VERANDA",902.5]
["3EETAGE:APPARTEMENTS",46.5]
["3EETAGE:ESCALIER",149.5]
["1ERETAGE:APPARTEMENTS",36.5]
["1ERETAGE:RANGEMENT",0]
["1ERETAGE:ESCALIER",0]

{"sheet":"Tables","index":2,"n_rows":18,"n_cols":8,"rows_kept":18,"cut":false,"hidden":false,"merged":[]}
["Type de T° :","Operative",null,"T° seuil :",26]
[]
["Nom Zone",">=26",">=27",">=28",">=29",">=30",">=31",">=32"]
["0RDC:LCR","96.50","61.00","51.50","19.50","2.00","0.00","0.00"]
["0RDC:ESCALIER","129.50","0.00","0.00","0.00","0.00","0.00","0.00"]
["0RDC:APPARTEMENTS","69.00","7.00","0.00","0.00","0.00","0.00","0.00"]
["0RDC:HALL","207.50","45.00","9.50","0.00","0.00","0.00","0.00"]
["0RDC:LOCALPOUBELLES","0.00","0.00","0.00","0.00","0.00","0.00","0.00"]
["SOUSSOL:GARAGE","0.00","0.00","0.00","0.00","0.00","0.00","0.00"]
["2EETAGE:APPARTEMENTS","129.50","61.50","6.00","0.00","0.00","0.00","0.00"]
["2EETAGE:ESCALIERO","380.50","236.50","62.50","14.00","0.00","0.00","0.00"]
["2EETAGE:ESCALIERE","158.00","0.00","0.00","0.00","0.00","0.00","0.00"]
["3EVERANDA:VERANDA","149.00","125.50","118.00","102.00","97.50","78.00","636.00"]
["3EETAGE:APPARTEMENTS","151.50","68.00","16.00","0.00","0.00","0.00","0.00"]
["3EETAGE:ESCALIER","295.50","211.00","125.50","60.00","19.00","1.50","0.00"]
["1ERETAGE:APPARTEMENTS","108.00","58.00","5.00","0.00","0.00","0.00","0.00"]
["1ERETAGE:RANGEMENT","0.00","0.00","0.00","0.00","0.00","0.00","0.00"]
["1ERETAGE:ESCALIER","182.50","6.50","0.00","0.00","0.00","0.00","0.00"]